## Item Master List
Item_Code | Item_Description | Item_Category | Standard_Cost | Stock_Quantity | Inventory_Location
NWFSDRAIN | Residential Exterior Drain Assy | ASSY | 22.468 | WIP | K5
NWFSDROP | Residential Sprinkler Drop Assy | ASSY | 11.05 | WIP | N/A
NWFSRISER | Residential Riser Assy (basic) | ASSY | 0 | WIP | K5
NWFSRISERFSD | Residential Riser Assy (FS&D) | ASSY | 202.4374 | WIP | K5
NWFSRISERFSTHR | Residential Riser Assy (FS, Thr) | ASSY | 185.9334 | WIP | K5
NWHHTPSK | Tank & Pump Setup Kit | ASSY | 0 | WIP | N/A
NW007M1CK1150 | WTS 007M1 1.5-2" #1 CK ASSY | BFLO | 110 | WIP | N/A
NW007M1CK2150 | WTS 007M1 1.5-2" #2 CK ASSY | BFLO | 110 | WIP | N/A
NW007M1RT150 | WTS 007M1 1.5-2" Rubber Rpr Kit | BFLO | 24.9 | WIP | N/A
NW007M2CK1150 | WTS 007M2 1.25-1.5" #1 CK ASSY | BFLO | 108.8 | WIP | N/A
NW007M2CK2150 | WTS 007M2 1.25-1.5" #2 CK ASSY | BFLO | 107 | WIP | N/A
NW009M2CK1200 | WTS 009M2 2" #1 CK ASSY | BFLO | 120 | WIP | N/A
NW009M2CK2200 | WTS 009M2 2" #2 CK ASSY | BFLO | 107 | WIP | N/A
NW009M2RV200 | WTS 009M2 2" RV Rubber Kit | BFLO | 53 | WIP | N/A
NW009M2T100 | WTS 009M2 1" Total Repair Kit | BFLO | 173 | WIP | N/A
NW009T050 | WTS 009 .25-.50" Total Repair Kit | BFLO | 163 | WIP | N/A
NW2000B10 | AMES 2000B 1" DCVA / BFP | BFLO | 269.813 | WIP | N/A
NW2000SSCK1250 | AMES 2000/3000SS 2.5-4" #1 CK ASSY | BFLO | 208 | WIP | N/A
NW2000SSCK1600 | AMES 2000/3000SS 6" #1 CK ASSY | BFLO | 293 | WIP | N/A
NW2000SSCK2250 | AMES 2000/3000SS 2.5-4" #2 CK ASSY | BFLO | 208 | WIP | N/A
NW2000SSCK2600 | AMES 2000/3000SS 6" #2 CK ASSY | BFLO | 222 | WIP | N/A
NW4000SSRV250 | AMES 4000SS 2.5-10" RV Rubber Kit | BFLO | 127 | WIP | N/A
NW500376 | FC 850/860 1" Retainer | BFLO | 6.5 | WIP | N/A
NW500392 | FC 850/860 .50"-.75" Retainer | BFLO | 18.5 | WIP | N/A
NW630115 | FC 825Y .75-1.25" #2 Ck Spring | BFLO | 15.1 | WIP | N/A
NW7011128 | AMES 2-3-4000 6" Spring | BFLO | 115 | WIP | N/A
NW709RT075 | WTS 709 .75-1" Rubber Rpr Kit | BFLO | 14.4 | WIP | N/A
NW781047LL | 1/2" Test Cock | BFLO | 13.7 | WIP | N/A
NW905042 | FC 805Y-825Y .75"-1.25" CK Kit | BFLO | 23.3 | WIP | N/A
NW905044 | FC 805Y-825Y .75"-1.25" CK ASSY | BFLO | 63.4 | WIP | N/A
NW905045 | FC 825Y .75-1.25" RV ASSY | BFLO | 165 | WIP | N/A
NW905061 | FC 825 4" Single CK Rubber Kit | BFLO | 66.9 | WIP | N/A
NW905102 | FC 825YD 2.5-10" RV Rubber Kit | BFLO | 130 | WIP | N/A
NW905112 | FC 825Y 1.5-2" Rubber Rpr Kit | BFLO | 58.5 | WIP | N/A
NW905152 | FC 870/876 2.5-3" Single CK Disc | BFLO | 88.9 | WIP | N/A
NW905153 | FC 850-6/870-6 4" Single CK Disc | BFLO | 127 | WIP | N/A
NW905163 | FC 850-6/870-6 4" Rubber Rpr Kit | BFLO | 172 | WIP | N/A
NW905342 | FC 850/860 1/2-3/4" CK Rubber Kit | BFLO | 13.8 | WIP | N/A
NW905344 | FC 850/860 1.25-2" CK Rubber Kit | BFLO | 28 | WIP | N/A
NW905347 | FC 850/860 .50-.75" Single CK Assy | BFLO | 37.3 | WIP | N/A
NW905349 | FC 850/860 1" Single CK ASSY | BFLO | 34 | WIP | N/A
NW905350 | FC 860 1" #1 CK ASSY | BFLO | 23.8 | WIP | N/A
NW905351 | FEBCO 850/860 1.25-2" Single CK ASS | BFLO | 35.5 | WIP | N/A
NW9095349 | FEBCO 850/856 1in Ck Mod. Assmbly | BFLO | 25.2 | WIP | N/A
NW952300S | WK 950/975XL .75-1" CK ASSY | BFLO | 38.6 | WIP | N/A
NW975400 | WK 975 4" Rubber Kit | BFLO | 215 | WIP | N/A
NWA2000B20 | AMES 2000B 2" DCVA / BFP | BFLO | 651.575 | WIP | N/A
NWD2030KGPM | AMES 2030 DCDA / BFP | BFLO | 0 | WIP | N/A
NWD30203IN | 3" Deringer 20 DCVA | BFLO | 0 | WIP | N/A
NWD4030CFM | 4" Deringer 30 CFM | BFLO | 2500 | WIP | N/A
NWDCART600 | AMES DCA 6" Rbr Rpr Kit | BFLO | 1010 | WIP | N/A
NWFV2000B12 | AMES 2000B 4" DCVA / BFP | BFLO | 552.098 | WIP | N/A
NWFV2000B15 | AMES 2000B 1.5" DCVA / BFP | BFLO | 617.475 | WIP | N/A
NWKPKG600 | Kennedy KS 6" OSY Packing Kit | BFLO | 86.7 | WIP | N/A
NWLF009CK2250 | WTS LF009 2.5-3" #2 CK ASSY | BFLO | 497 | WIP | N/A
NWLF909RT125 | WTS LF909 1.25-2" Rubber Rpr Kit | BFLO | 119 | WIP | G13
NWLF909T075 | WTS LF909 .75-1" Total Repair Kit | BFLO | 321 | WIP | G13
NWRK1375 | WK 375 1" Complete Rpl Kit | BFLO | 102 | WIP | N/A
NWRK1375R | WK 375 1" Rubber Rpr Kit | BFLO | 34.9 | WIP | N/A
NWRK212350 | WK 350/450 2.5-3" Rubber Rpr Kit | BFLO | 30.6 | WIP | G10
NWRK212350CK1 | WK 350/450 2.5-3" #1 CK Kit | BFLO | 137 | WIP | G10
NWRK212375CK1 | WK 375 2.5-3" #1 CK Kit | BFLO | 141 | WIP | N/A
NWRK212375R | WK 375/475 2.5-6" Rubber Rpr Kit | BFLO | 63.7 | WIP | N/A
NWRK34375 | WK 375 1/2-3/4" Repl Kit | BFLO | 58.8 | WIP | N/A
NWRK34950XL | WK 950XL .75-1" Complete RPR Kit | BFLO | 41.7 | WIP | N/A
NWRK34950XLC | WK 950XL .75-1" Complete Rpl Kit | BFLO | 46.6 | WIP | N/A
NWRK34975XLC | Wilkins 975XL 3/4-1" Complete Kit | BFLO | 120 | WIP | N/A
NWRK4350PK | RK4 350PK Repair Kit | BFLO | 127 | WIP | N/A
NWRK4375CK1 | WK RK4-375CK1 #1 CK Kit | BFLO | 439 | WIP | N/A
NWRK6350 | WK 350/450 6" Rubber Rpr Kit | BFLO | 191 | WIP | G10
NWTCB025LF | 1/4" Test Cock | BFLO | 15.2 | WIP | N/A
NWTCBV012LF | 1/8" Test Cock | BFLO | 15.2 | WIP | N/A
NWV350XL150 | WK 350XL 1.5" Double Check BFP | BFLO | 554.86 | WIP | N/A
NWV350XL200 | WK 350XL 2" Double Check BFP | BFLO | 626.42 | WIP | N/A
NWWLF007M2QTJ | WTS LF007 1.5" Double Check BFP | BFLO | 699.454 | WIP | N/A
NWZ007CK2150 | WTS 007 1.2-2" #2 CK ASSY | BFLO | 85.8 | WIP | N/A
NW1146FR | Battery, 12V 26AH, Nut&Bolt, 1146FR | BATT | 67.74 | WIP | N/A
NW20819276 | LIFEALARM BATTERY 33AH 2081-9276 | BATT | 76.67 | WIP | N/A
NWOSERBA | OSE-RBA Emitter Spare Battery Pack | BATT | 76.06 | WIP | N/A
NWPRB67 | Battery, 6V 7AH, PRB67 | BATT | 16.37 | WIP | N/A
NWPS640F1 | Battery, 6V 4.5AH, PS640F1 | BATT | 6.28 | WIP | N/A
NWSLA1055 | Battery, 12V 5AH, SLA1055 | BATT | 11.95 | WIP | N/A
NWSLA1075 | Battery, 12V 8AH, SLA1075 | BATT | 15.95 | WIP | N/A
NWSLA1104 | Battery, 12V 12AH, SLA1104 | BATT | 27.45 | WIP | N/A
NWSLA1115 | Battery, 12V 18AH, Spade, SLA1115 | BATT | 40.88 | WIP | N/A
NWSLA1116 | Battery, 12V 18AH, Nut&Bolt,SLA1116 | BATT | 38.25 | WIP | N/A
NWSLA1146 | Battery, 12V 26AH, SLA1146 | BATT | 64.98 | WIP | N/A
NWSLA1155 | Battery, 12V 35AH, SLA1155 | BATT | 62.95 | WIP | N/A
NWSLA1161 | Battery, 12v 44ah, SLA1161 | BATT | 123.9 | WIP | N/A
NWSLA1165 | Battery, 12V 55AH, SLA1165 | BATT | 153.6 | WIP | N/A
NWSLA1185 | Battery, 12V 100AH, SLA1185 | BATT | 241.2 | WIP | N/A
NWSLA187 | Battery, 12v 7ah, SLA187 | BATT | 27.7 | WIP | N/A
NWB9GF | 1" x 3/4" Black 90 | BLK | 3.77 | WIP | A11
NWB9JF | 1-1/2" x 3/4" Black 90 | BLK | 9.16 | WIP | A11
NWB9JH | 1-1/2" x 1-1/4" Black 90 | BLK | 6.841 | WIP | A11
NWB9LK | 2-1/2" x 2" Black 90 | BLK | 52.747 | WIP | A11
NWB9M | 3" Black 90 | BLK | 59.1 | WIP | A11
NWB9P | 4" Black 90 | BLK | 125.68 | WIP | A11
NWBBHF | 1-1/4" x 3/4" Black Bushing | BLK | 3.04 | WIP | A3
NWBBHG | 1-1/4" x 1" Black Bushing | BLK | 3.04 | WIP | A3
NWBBJH | 2" x 1-1/2" Black Bushing | BLK | 7.897 | WIP | A3
NWBBKH | 2" x 1-1/4" Black Bushing | BLK | 4.62 | WIP | A3
NWBBLK | 2-1/2" x 2" Black Bushing | BLK | 15.16 | WIP | N/A
NWBCIBJD | 1-1/2" x 1/2" Black Bushing | BLK | 7.02 | WIP | N/A
NWBCIBJF | 1-1/2" x 3/4" Black Bushing | BLK | 7.02 | WIP | N/A
NWBCL | 2-1/2" Black Coupling | BLK | 38.579 | WIP | A2
NWBDI9G | 1" Black 90 (DI) | BLK | 2.127 | WIP | A10
NWBDIBGD | 1" x 1/2" Black Bushing (DI) | BLK | 2.41 | WIP | A3
NWBDIRCGD | 1" x 1/2" Black Reducer (DI) | BLK | 1.893 | WIP | A2
NWBFB | 3/4" x 1/4" Black Bushing | BLK | 3.7 | WIP | A3
NWBGB | 1" x 1/4" Black Bushing | BLK | 4.59 | WIP | A3
NWBHD | 1-1/4" x 1/2" Black Bushing | BLK | 5.54 | WIP | A3
NWBJB | 1-1/2" x 1/4" Black Bushing | BLK | 7.57 | WIP | A3
NWBNBCL | 1/4" Black Nipple (close) | BLK | 1.92 | WIP | A4
NWBNBJ | 1/4" x 1-1/2" Black Nipple | BLK | 2.047 | WIP | A4
NWBNBK | 1/4" x 02 Black Nipple | BLK | 2.047 | WIP | A4
NWBNBL | 1/4" x 2-1/2" Black Nipple | BLK | 2.651 | WIP | A4
NWBNBM | 1/4" x 03 Black Nipple | BLK | 2.651 | WIP | A4
NWBNBN | 1/4" x 03-1/2" Black Nipple | BLK | 3.068 | WIP | A4
NWBNBP | 1/4" x 04 Black Nipple | BLK | 3.068 | WIP | A4
NWBNBR | 1/4" x 04-1/2" Black Nipple | BLK | 4.658 | WIP | A4
NWBNBS | 1/4" x 05 Black Nipple | BLK | 4.658 | WIP | A4
NWBNBT | 1/4" x 05-1/2" Black Nipple | BLK | 5.446 | WIP | A4
NWBNBU | 1/4" x 06 Black Nipple | BLK | 5.446 | WIP | A4
NWBNDM | 1/2" x 03 Black Nipple | BLK | 1.974 | WIP | A4
NWBNDP | 1/2" x 04 Black Nipple | BLK | 2.384 | WIP | A4
NWBNDR | 1/2" x 04-1/2" Black Nipple | BLK | 2.77 | WIP | A4
NWBNDT | 1/2" x 05-1/2" Black Nipple | BLK | 3.106 | WIP | A4
NWBNDU | 1/2" x 06 Black Nipple | BLK | 1.66 | WIP | A4
NWBNFR | 3/4" x 4-1/2" Black Nipple | BLK | 3.63 | WIP | A4
NWBNG10 | 1" x 10 Black Nipple | BLK | 5.866 | WIP | A4
NWBNG1112 | 1" x 11-1/2" Black Nipple | BLK | 8.635 | WIP | A4
NWBNG12 | 1" x 12" Black Nipple | BLK | 12.23 | WIP | A4
NWBNG712 | 1" x 07-1/2" Black Nipple | BLK | 9.125 | WIP | A4
NWBNGV | 1" x 06-1/2" Black Nipple | BLK | 3.254 | WIP | A4
NWBNGW | 1" x 07 Black Nipple | BLK | 4.133 | WIP | A4
NWBNGY | 1" x 09 Black Nipple | BLK | 10.64 | WIP | A4
NWBNHL | 1-1/4" x 2-1/2" Black Nipple | BLK | 4.24 | WIP | A5
NWBNHP | 1-1/4" x 04 Black Nipple | BLK | 4.997 | WIP | A5
NWBNHR | 1-1/4" x 4-1/2" Black Nipple | BLK | 5.98 | WIP | A5
NWBNHT | 1-1/4" x 05-1/2" Black Nipple | BLK | 3.82 | WIP | A5
NWBNJN | 1-1/2" x 03-1/2" Black Nipple | BLK | 3.18 | WIP | A5
NWBNJS | 1-1/2" x 05 Black Nipple | BLK | 7.19 | WIP | A5
NWBNJU | 1-1/2" x 06 Black Nipple | BLK | 8.25 | WIP | A5
NWBNK12 | 2" x 12" Black Nipple | BLK | 23.366 | WIP | A6
NWBNKS | 2" x 05 Black Nipple | BLK | 9.5 | WIP | A6
NWBNKU | 2" x 06 Black Nipple | BLK | 11.12 | WIP | A6
NWBNLS | 2-1/2" x 5 Black Nipple | BLK | 24.58 | WIP | A6
NWBNPP | 4" x 04 Black Nipple | BLK | 28.67 | WIP | A6
NWBNUU | 6" x 06 Black Nipple | BLK | 71.21 | WIP | N/A
NWBPB | 1/4" Black Plug | BLK | 0.283 | WIP | A1
NWBRCHD | 1-1/4" x 1/2" Black Reducer | BLK | 18.58 | WIP | A2
NWBRCHF | 1-1/4" x 3/4" Black Reducer | BLK | 6.75 | WIP | A2
NWBRCJH | 1-1/2" x 1-1/4" Black Reducer | BLK | 25.64 | WIP | A2
NWBRKG | 2" x 1" Black Reducer | BLK | 11.45 | WIP | A2
NWBTDDB | 1/2" x 1/2" x 1/4" Black Tee | BLK | 3.7 | WIP | A8
NWBTGDF | 1" x 1/2" x 3/4" Black Tee | BLK | 9.675 | WIP | A8
NWBTGGH | 1" x 1" x 1-1/4" Black Tee | BLK | 10.19 | WIP | A8
NWBTGGK | 1" x 1" x 2" Black Tee | BLK | 33.346 | WIP | A8
NWBTH | 1-1/4" Black Tee | BLK | 5.04 | WIP | A8
NWBTHHF | 1-1/4" x 1-1/4" x 3/4" Black Tee | BLK | 9.73 | WIP | A8
NWBTJ | 1-1/2" Black Tee | BLK | 6.39 | WIP | A8
NWBTKHH | 2" x 1-1/4" x 1-1/4" Black Tee | BLK | 24.07 | WIP | A9
NWFB4G | 1" Black 45 | BLK | 2.717 | WIP | A12
NWFB4H | 1-1/4" Black 45 | BLK | 3.94 | WIP | A12
NWFB4J | 1-1/2" Black 45 | BLK | 6.58 | WIP | A12
NWFB4K | 2" Black 45 | BLK | 7.6 | WIP | A12
NWFB9B | 1/4" Black 90 | BLK | 2.825 | WIP | A10
NWFB9D | 1/2" Black 90 | BLK | 1.45 | WIP | A10
NWFB9F | 3/4" Black 90 | BLK | 1.52 | WIP | A10
NWFB9G | 1" Black 90 | BLK | 2.127 | WIP | A10
NWFB9GD | 1" x 1/2" Black 90 | BLK | 3.11 | WIP | A11
NWFB9H | 1-1/4" Black 90 | BLK | 3.959 | WIP | A11
NWFB9HD | 1-1/4" x 1/2" Black 90 | BLK | 4.22 | WIP | A11
NWFB9HF | 1-1/4" x 3/4" Black 90 | BLK | 4.48 | WIP | A11
NWFB9HG | 1-1/4" x 1" Black 90 | BLK | 3.74 | WIP | A11
NWFB9J | 1-1/2" Black 90 | BLK | 5.715 | WIP | A11
NWFB9JD | 1-1/2" x 1/2" Black 90 | BLK | 5.21 | WIP | A11
NWFB9JG | 1-1/2" x 1" Black 90 | BLK | 5.21 | WIP | A11
NWFB9K | 2" Black 90 | BLK | 6.58 | WIP | A11
NWFB9KG | 2" x 1" Black 90 | BLK | 8.5 | WIP | A11
NWFB9KJ | 2" x 1-1/2" Black 90 | BLK | 11.61 | WIP | A11
NWFB9L | 2-1/2" Black 90 | BLK | 13.18 | WIP | A11
NWFB9N | 3-1/2" Black 90 | BLK | 110.53 | WIP | A11
NWFBBDB | 1/2" x 1/4" Black Bushing | BLK | 1.289 | WIP | A3
NWFBBFD | 3/4" x 1/2" Black Bushing | BLK | 4.08 | WIP | A3
NWFBBGD | 1" x 1/2" Black Bushing | BLK | 2.81 | WIP | A3
NWFBBGF | 1" x 3/4" Black Bushing | BLK | 2.77 | WIP | A3
NWFBBHG | 1-1/2" x 1" Black Bushing | BLK | 3.04 | WIP | A3
NWFBBJH | 1-1/2" x 1-1/4" Black Bushing | BLK | 4.6 | WIP | A3
NWFBBKD | 2" x 1/2" Black Bushing | BLK | 5.83 | WIP | A3
NWFBBKG | 2" x 1" Black Bushing | BLK | 4.62 | WIP | A3
NWFBCD | 1/2" Black Coupling | BLK | 2.24 | WIP | A2
NWFBCG | 1" Black Coupling | BLK | 2.94 | WIP | A2
NWFBCH | 1-1/4" Black Coupling | BLK | 3.81 | WIP | A2
NWFBCJ | 1-1/2" Black Coupling | BLK | 5.15 | WIP | A2
NWFBCK | 2" Black Coupling | BLK | 7.63 | WIP | A2
NWFBCPD | 1/2" Black Cap | BLK | 1.56 | WIP | A1
NWFBCPF | 3/4" Black Cap | BLK | 2.862 | WIP | A1
NWFBCPG | 1" Black Cap | BLK | 2.54 | WIP | A1
NWFBCPH | 1-1/4" Black Cap | BLK | 3.02 | WIP | A1
NWFBCPJ | 1-1/2" Black Cap | BLK | 4.11 | WIP | A1
NWFBCPK | 2" Black Cap | BLK | 5.38 | WIP | A1
NWFBCPL | 2-1/2" Black Cap | BLK | 13.38 | WIP | A1
NWFBCPP | 4" Black Cap | BLK | 31.04 | WIP | A1
NWFBCRJJGG | 1-1/2" x 1" Black Cross | BLK | 30.88 | WIP | L7
NWFBNCL | 4" Black Nipple (close) | BLK | 17.9 | WIP | A6
NWFBNDCL | 1/2" Black Nipple (close) | BLK | 1.657 | WIP | A4
NWFBNDF | 3/4" x 03-1/2" Black Nipple | BLK | 1.25 | WIP | A4
NWFBNDJ | 1/2" x 01-1/2" Black Nipple | BLK | 1.661 | WIP | A4
NWFBNDK | 1/2" x 02 Black Nipple | BLK | 1.661 | WIP | A4
NWFBNDL | 1/2" x 02-1/2" Black Nipple | BLK | 1.974 | WIP | A4
NWFBNDN | 1/2" x 03-1/2" Black Nipple | BLK | 2.384 | WIP | A4
NWFBNDS | 1/2" x 05 Black Nipple | BLK | 1.49 | WIP | A4
NWFBNFCL | 3/4" Black Nipple (close) | BLK | 1.02 | WIP | A4
NWFBNFK | 3/4" x 02 Black Nipple | BLK | 1.09 | WIP | A4
NWFBNFL | 3/4" x 02-1/2" Black Nipple | BLK | 1.24 | WIP | A4
NWFBNFM | 3/4" x 03 Black Nipple | BLK | 2.919 | WIP | A4
NWFBNFP | 3/4" x 04 Black Nipple | BLK | 1.54 | WIP | A4
NWFBNFS | 3/4" x 05 Black Nipple | BLK | 1.94 | WIP | A4
NWFBNFT | 3/4" x 05-1/2" Black Nipple | BLK | 2.2 | WIP | A4
NWFBNFU | 3/4" x 06 Black Nipple | BLK | 2.19 | WIP | A4
NWFBNGCL | 1" Black Nipple (close) | BLK | 2.767 | WIP | A4
NWFBNGK | 1" x 02 Black Nipple | BLK | 3.024 | WIP | A4
NWFBNGL | 1" x 02-1/2" Black Nipple | BLK | 3.222 | WIP | A4
NWFBNGM | 1" x 03 Black Nipple | BLK | 3.222 | WIP | A4
NWFBNGN | 1" x 03-1/2" Black Nipple | BLK | 3.976 | WIP | A4
NWFBNGP | 1" x 04 Black Nipple | BLK | 3.976 | WIP | A4
NWFBNGR | 1" x 04-1/2" Black Nipple | BLK | 3.5 | WIP | A4
NWFBNGS | 1" x 05 Black Nipple | BLK | 4.734 | WIP | A4
NWFBNGT | 1" x 05-1/2" Black Nipple | BLK | 4.17 | WIP | A4
NWFBNGU | 1" x 06 Black Nipple | BLK | 4.17 | WIP | A4
NWFBNGX | 1" x 08 Black Nipple | BLK | 6.78 | WIP | A4
NWFBNHCL | 1-1/4" Black Nipple (close) | BLK | 1.88 | WIP | A5
NWFBNHK | 1-1/4" x 02 Black Nipple | BLK | 2.13 | WIP | A5
NWFBNHM | 1-1/4" x 03 Black Nipple | BLK | 2.27 | WIP | A5
NWFBNHN | 1-1/4" x 03-1/2" Black Nipple | BLK | 2.68 | WIP | A5
NWFBNHP | 1-1/4" x 04 Black Nipple | BLK | 2.68 | WIP | A5
NWFBNHS | 1-1/4" x 05 Black Nipple | BLK | 3.21 | WIP | A5
NWFBNHU | 1-1/4" x 06 Black Nipple | BLK | 3.81 | WIP | A5
NWFBNHX | 1-1/4" x 08 Black Nipple | BLK | 6.15 | WIP | A5
NWFBNJCL | 1-1/2" Black Nipple (close) | BLK | 2.35 | WIP | A5
NWFBNJK | 1-1/2" x 02 Black Nipple | BLK | 3.5 | WIP | A5
NWFBNJL | 1-1/2" x 02-1/2" Black Nipple | BLK | 2.82 | WIP | A5
NWFBNJM | 1-1/2" x 03 Black Nipple | BLK | 2.82 | WIP | A5
NWFBNJP | 1-1/2" x 04 Black Nipple | BLK | 4.4 | WIP | A5
NWFBNKCL | 2" Black Nipple (close) | BLK | 3.2 | WIP | A6
NWFBNKL | 2" x 02-1/2" Black Nipple | BLK | 12.5 | WIP | A6
NWFBNKM | 2" x 03 Black Nipple | BLK | 3.67 | WIP | A6
NWFBNKN | 2" x 03-1/2" Black Nipple | BLK | 4.43 | WIP | A6
NWFBNKP | 2" x 04 Black Nipple | BLK | 14.36 | WIP | A6
NWFBNLCL | 2-1/2" Black Nipple (close) | BLK | 16.98 | WIP | A6
NWFBNLM | 2-1/2" x 03 Black Nipple | BLK | 14.21 | WIP | A6
NWFBNLN | 2-1/2" x 03-1/2" Black Nipple | BLK | 16.71 | WIP | A6
NWFBNLP | 2-1/2" x 04 Black Nipple | BLK | 16.71 | WIP | A6
NWFBNMP | 3" x 04 Black Nipple | BLK | 21.19 | WIP | A6
NWFBPD | 1/2" Black Plug | BLK | 0.864 | WIP | A1
NWFBPF | 3/4" Black Plug | BLK | 1.38 | WIP | A1
NWFBPG | 1" Black Plug | BLK | 1.267 | WIP | A1
NWFBPH | 1-1/4" Black Plug | BLK | 2.04 | WIP | A1
NWFBPJ | 1-1/2" Black Plug | BLK | 2.85 | WIP | A1
NWFBPK | 2" Black Plug | BLK | 4.07 | WIP | A1
NWFBPL | 2-1/2" Black Plug | BLK | 7.41 | WIP | A1
NWFBPP | 4" Black Plug | BLK | 21.36 | WIP | A1
NWFBRGD | 1" x 1/2" Black Reducer | BLK | 1.72 | WIP | A2
NWFBRGF | 1" x 3/4" Black Reducer | BLK | 2.24 | WIP | A2
NWFBRHG | 1-1/4" x 1" Black Reducer | BLK | 13.71 | WIP | A2
NWFBRJG | 1-1/2" x 1" Black Reducer | BLK | 19.04 | WIP | A2
NWFBRKH | 2" x 1-1/4" Black Reducer | BLK | 26.01 | WIP | A2
NWFBRKJ | 2" x 1-1/2" Black Reducer | BLK | 24.9 | WIP | A2
NWFBTD | 1/2" Black Tee | BLK | 4.26 | WIP | A7
NWFBTF | 3/4" Black Tee | BLK | 4.98 | WIP | A7
NWFBTG | 1" Black Tee | BLK | 3.018 | WIP | A7
NWFBTGDD | 1" x 1/2" x 1/2" Black Tee | BLK | 14.63 | WIP | A8
NWFBTGDG | 1" x 1/2" x 1" Black Tee | BLK | 3.29 | WIP | A8
NWFBTGFG | 1" x 3/4" x 1" Black Tee | BLK | 3.91 | WIP | A8
NWFBTGGD | 1" x 1" x 1/2" Black Tee | BLK | 4.047 | WIP | A8
NWFBTGGF | 1" x 1" x 3/4" Black Tee | BLK | 3.7 | WIP | A8
NWFBTGGJ | 1" x 1" x 1-1/2" Black Tee | BLK | 8.89 | WIP | A8
NWFBTHGD | 1-1/4" x 1" x 1/2" Black Tee | BLK | 5 | WIP | A8
NWFBTHGF | 1-1/4" x 1" x 3/4" Black Tee | BLK | 5.65 | WIP | A8
NWFBTHGG | 1-1/4" x 1" x 1" Black Tee | BLK | 5 | WIP | A8
NWFBTHGH | 1-1/4" x 1" x 1-1/4" Black Tee | BLK | 5 | WIP | A8
NWFBTHGJ | 1-1/4" x 1" x 1-1/2" Black Tee | BLK | 6.43 | WIP | A8
NWFBTHHD | 1-1/4" x 1-1/4" x 1/2" Black Tee | BLK | 4.79 | WIP | A8
NWFBTHHG | 1-1/4" x 1-1/4" x 1" Black Tee | BLK | 4.92 | WIP | A8
NWFBTHHJ | 1-1/4" x 1-1/4" x 1-1/2" Black Tee | BLK | 8.87 | WIP | A8
NWFBTHHK | 1-1/4" x 1-1/4" x 2" Black Tee | BLK | 13.41 | WIP | A8
NWFBTJGD | 1-1/2" x 1" x 1/2" Black Tee | BLK | 10.04 | WIP | A8
NWFBTJGG | 1-1/2" x 1" x 1" Black Tee | BLK | 8.87 | WIP | A8
NWFBTJGJ | 1-1/2" x 1" x 1-1/2" Black Tee | BLK | 6.43 | WIP | A8
NWFBTJHD | 1-1/2" x 1-1/4" x 1/2" Black Tee | BLK | 6.96 | WIP | A8
NWFBTJHF | 1-1/2" x 1-1/4" x 3/4" Black Tee | BLK | 6.96 | WIP | A8
NWFBTJHG | 1-1/2" x 1-1/4" x 1" Black Tee | BLK | 6.39 | WIP | A8
NWFBTJHH | 1-1/2" x 1-1/4" x 1-1/4" Black Tee | BLK | 8.12 | WIP | A8
NWFBTJHJ | 1-1/2" x 1-1/4" x 1-1/2" Black Tee | BLK | 7 | WIP | A8
NWFBTJHK | 1-1/2" x 1-1/4" x 2" Black Tee | BLK | 9.84 | WIP | A8
NWFBTJJD | 1-1/2" x 1-1/2" x 1/2" Black Tee | BLK | 6.26 | WIP | A8
NWFBTJJF | 1-1/2" x 1-1/2" x 3/4" Black Tee | BLK | 6.96 | WIP | A8
NWFBTJJG | 1-1/2" x 1-1/2" x 1" Black Tee | BLK | 6.26 | WIP | A8
NWFBTJJH | 1-1/2" x 1-1/2" x 1-1/4" Black Tee | BLK | 11.748 | WIP | A8
NWFBTJJK | 1-1/2" x 1-1/2" x 2" Black Tee | BLK | 13.41 | WIP | A8
NWFBTK | 2" Black Tee | BLK | 9.02 | WIP | A7
NWFBTKHG | 2" x 1-1/4" x 1" Black Tee | BLK | 24.07 | WIP | A9
NWFBTKHJ | 2" x 1-1/4" x 1-1/2" Black Tee | BLK | 32.17 | WIP | A9
NWFBTKJD | 2" x 1-1/2" x 1/2" Black Tee | BLK | 10.29 | WIP | A9
NWFBTKJF | 2-1/2" x 1-1/2" x 3/4" Black Tee | BLK | 12.28 | WIP | A9
NWFBTKJG | 2-1/2" x 1" Black Tee | BLK | 9.11 | WIP | A9
NWFBTKJK | 2-1/2" x 2" Black Tee | BLK | 10.29 | WIP | A9
NWFBTKKD | 2" x 2" x 1/2" Black Tee | BLK | 9.07 | WIP | A9
NWFBTKKF | 2" x 2" x 3/4" Black Tee | BLK | 9.07 | WIP | A9
NWFBTKKG | 2" x 2" x 1" Black Tee | BLK | 9.07 | WIP | A9
NWFBTKKH | 2" x 2" x 1-1/4" Black Tee | BLK | 9.84 | WIP | A9
NWFBTKKJ | 2" x 2" x 1-1/2" Black Tee | BLK | 10.41 | WIP | A9
NWFBTKKL | 2" x 2" x 2-1/2" Black Tee | BLK | 64.52 | WIP | A9
NWFBTLKG | 2-1/2" x 2" x 1" Black Tee | BLK | 19.24 | WIP | A9
NWFBUB | 3/4" Black Union | BLK | 8.22 | WIP | A3
NWFBUD | 1/2" Black Union | BLK | 6.9 | WIP | A3
NWFBUG | 1" Black Union | BLK | 10.75 | WIP | A3
NWFBUH | 1-1/4" Black Union | BLK | 12.96 | WIP | A3
NWFBUJ | 1-1/2" Black Union | BLK | 15.82 | WIP | A3
NWFBUK | 2" Black Union | BLK | 23.91 | WIP | A3
NWIBCF | 3/4" Black Coupling | BLK | 3.72 | WIP | A2
NWIBNPU | 4" x 06 Black Nipple | BLK | 46.904 | WIP | A6
NWIBRCKJ | 2 x 1-1/2 in THR BLK Reduc Coupling | BLK | 13.37 | WIP | C6
NWIBTDDF | 1/2 x 1/2 x 3/4 in Black Tee | BLK | 7.562 | WIP | A7
NWNWBNFJ | 3/4" x 1-1/2" Black Nipple | BLK | 2.47 | WIP | A4
NW0500093539 | 1" Steel Med. Pipe Clamp | BRAC | 9.7 | WIP | E6
NW0500093588 | 3" Steel Med. Pipe Clamp | BRAC | 10.27 | WIP | E6
NW0500093604 | 4" Steel Med. Pipe Clamp | BRAC | 14.17 | WIP | E6
NW0500093638 | 8" Steel Med. Pipe Clamp | BRAC | 73.98 | WIP | E9
NW1000PLNGG | 1" Fast Clamp Sway Brace | BRAC | 14.66 | WIP | N/A
NW1000PLNKG | 2" Fast Clamp Sway Brace | BRAC | 16.88 | WIP | E11
NW1000PLNLG | 2-1/2" Fast Clamp Sway Brace | BRAC | 17.47 | WIP | E11
NW1000PLNMG | 3" Fast Clamp Sway Brace | BRAC | 17.57 | WIP | E11
NW1000PLNPG | 4" Fast Clamp Sway Brace | BRAC | 21.24 | WIP | E11
NW1000PLNUG | 6" Fast Clamp Sway Brace | BRAC | 29.62 | WIP | N/A
NW11936887 | 3/4" Riser Clamp | BRAC | 1.43 | WIP | E8
NW11936901 | 3" Riser Clamp | BRAC | 7.98 | WIP | E8
NW11936992 | 1" Riser Clamp | BRAC | 1.47 | WIP | E8
NW11936994 | 2" Riser Clamp | BRAC | 2.02 | WIP | E8
NW11936995 | 4" Riser Clamp | BRAC | 10.52 | WIP | E8
NW21RX11 | 8" x 2" Fig 2002 Sway Brace | BRAC | 57.83 | WIP | E7
NW4500125PL | 1-1/4" Steel Med. Pipe Clamp | BRAC | 8.08 | WIP | E6
NW4LAEGP | 4" Fig 4L Sway Brace | BRAC | 21.614 | WIP | D6
NW500093620 | 6" Steel Med. Pipe Clamp | BRAC | 35.41 | WIP | E9
NW500PSK | 2" Pipe Stand Saddle | BRAC | 34.72 | WIP | E5
NW500PSL | 2-1/2" Pipe Stand Saddle | BRAC | 34.72 | WIP | E5
NW500PSM | 3" Pipe Stand Saddle | BRAC | 34.72 | WIP | E5
NW5PIPECLAMP | 5" Steel Med. Pipe Clamp | BRAC | 18.892 | WIP | E9
NW7020EP0301 | 3-1/2" Steel Med. Pipe Clamp | BRAC | 5.34 | WIP | E6
NW7022P0800 | 8" Riser Clamp | BRAC | 27.866 | WIP | E8
NW7022Z0125 | 1-1/4" Riser Clamp | BRAC | 5.57 | WIP | E8
NW7093030 | 3" Fig 4L Sway Brace | BRAC | 10.24 | WIP | D6
NW78101107424 | 1-1/2" Steel Med. Pipe Clamp | BRAC | 4.03 | WIP | E6
NW78101107430 | 2" Steel Med. Pipe Clamp | BRAC | 4.75 | WIP | E6
NW78101107436 | 2-1/2" Steel Med. Pipe Clamp | BRAC | 5.04 | WIP | E6
NW9090100 | Fig 909 Sway Brace | BRAC | 12.2 | WIP | E4
NWA400L | 2-1/2" Riser Clamp | BRAC | 4.65 | WIP | E8
NWAF001JG | 1-1/2" Fast Clamp Sway Brace | BRAC | 11.44 | WIP | E11
NWB1001PLNHG | 1-1/4" x 1" Fig 1001 Sway Brace | BRAC | 13.49 | WIP | E11
NWB1001PLNJG | 1-1/2" x 1" Fig 1001 Sway Brace | BRAC | 8.078 | WIP | E11
NWB1001PLNPG | 4" x 1" Fig 1001 Sway Brace | BRAC | 15.64 | WIP | E10
NWB1001PLNPH | 4" x 1-1/4" Fig 1001 Sway Brace | BRAC | 19.339 | WIP | E10
NWB1001PLNUG | 6" x 1" Fig 1001 Sway Brace | BRAC | 11.33 | WIP | E7
NWB4LAEGK | 2" Fig 4L Sway Brace | BRAC | 16.56 | WIP | D6
NWB4LAEGL | 2-1/2" Fig 4L Sway Brace | BRAC | 16.56 | WIP | D6
NWB4LAEGU | 6" Fig 4L Sway Brace | BRAC | 33.826 | WIP | D6
NWB4LPLNJ | 1-1/2" Fig 4L Sway Brace | BRAC | 19 | WIP | D6
NWB980PLND | 1/2" Fig 980 Uni. Swivel Sway Brace | BRAC | 9.06 | WIP | E4
NWBY234010GP | 1" Fig 77 Branchline Rest | BRAC | 3.27 | WIP | D9
NWBY234014GP | 1-1/2" Fig 77 Branchline Restraint | BRAC | 4.65 | WIP | D9
NWCSBBRP0100EG | 1" Branchline Restraint Caddy | BRAC | 1.512 | WIP | D9
NWCSBBRP0125EG | 1-1/4" Branchline Restraint Caddy | BRAC | 1.65 | WIP | D9
NWCSBBRP0150EG | 1-1/2" Branchline Restraint Caddy | BRAC | 1.63 | WIP | D9
NWCSBBRP0200EG | 2" Branchline Restraint Caddy | BRAC | 1.71 | WIP | D9
NWCSBBRS1EG | 3/8" Branchline Restraint Caddy | BRAC | 4.966 | WIP | D12
NWCSBQG0250EG | 2-1/2" Quick Grip Sway Brace | BRAC | 10.35 | WIP | E
NWCSBQG0300EG | 3" Quick Grip Sway Brace | BRAC | 10.42 | WIP | E10
NWCSBQG0400EG | 4" Quick Grip Sway Brace | BRAC | 12.95 | WIP | E10
NWEZR0150 | 1-1/2" Riser Clamp | BRAC | 4.918 | WIP | E8
NWEZR0600 | 6" Riser Clamp | BRAC | 8.9 | WIP | E8
NWF500PS | 2" x 4" Pipe Stand Saddle | BRAC | 34.72 | WIP | E5
NWF500PSP | 4" Pipe Stand Saddle | BRAC | 34.72 | WIP | E5
NWF500PSU | 6" Pipe Stand Saddle | BRAC | 43.4 | WIP | E5
NWLI4LPLNX | 8" Fig 4L Sway Brace | BRAC | 42.926 | WIP | N/A
NWY088024 | 2-1/2" Fig 4L Sway Brace | BRAC | 22.162 | WIP | D6
NWY234012GP | 1-1/4" Fig 77 Branchline Rest | BRAC | 3.64 | WIP | D9
NWY234020GP | 2" Fig 77 Branchline Rest | BRAC | 5.34 | WIP | D9
NWY338005 | 1" x 12-14 Fig 800 Adj. Sway Brace | BRAC | 84.125 | WIP | E5
NWY338202 | 8 x 2" Fig 800 Adj. Sway Brace | BRAC | 22.35 | WIP | E5
NWY338204 | 2" x 10-12" Fig 800 Adj. Sway Brace | BRAC | 25.03 | WIP | E5
NWY34000AE | Fig 825 Sway Brace | BRAC | 14.32 | WIP | E4
NWY34000AE1 | Fig 825A Sway Brace | BRAC | 25.646 | WIP | E4
NWY340800 | 3/8" - 7/8" Fig 828 Uni. Sway Brace | BRAC | 35.49 | WIP | E4
NWY3410003E | 3/8" Fig 980 Uni. Swivel Sway Brac | BRAC | 15.58 | WIP | E4
NWY379010015 | Brace Sway 1-1/2" x 1" 4L | BRAC | 6.83 | WIP | D6
NWY379010020 | 2" x 1" Fig 1001 Sway Brace | BRAC | 7.83 | WIP | E11
NWY379010024 | 2-1/2" x 1" Fig 1001 Sway Brace | BRAC | 8.78 | WIP | E11
NWY379010030 | 3" x 1" Fig 1001 Sway Brace | BRAC | 8.65 | WIP | E10
NWY379010080 | 8" x 1" Fig 1001 Sway Brace | BRAC | 15.53 | WIP | E7
NWY379012080 | 8" x 1-14" Fig 1001 Sway Brace | BRAC | 19.22 | WIP | E7
NWBRBFD | 1/2" x 3/4" Brass Bushing | BRS | 2.92 | WIP | N/A
NWBRBGF | 1" x 3/4" Brass Bushing | BRS | 4.42 | WIP | L6
NWBRNBL | 1/2" x 2-1/2" Brass Nipple | BRS | 3.799 | WIP | D10
NWBRNBU | 1/4" x 6 Brass Nipple | BRS | 8.23 | WIP | D10
NWBRNFP | 3/4" x 4 Brass Nipple | BRS | 11.72 | WIP | D10
NWBRNH12 | 1-1/4" x 12" Brass Nipple | BRS | 43.08 | WIP | D10
NWBRPF | 3/4" Brass Plug | BRS | 3.2 | WIP | D10
NWBRTDDB | 1/2" x 1/2" x 1/4" Brass Tee | BRS | 8.59 | WIP | D10
NWFBR9D | 1/2" Brass 90 | BRS | 8.45 | WIP | D10
NWFBR9H | 1-1/4" Brass 90 | BRS | 29.69 | WIP | D10
NWFBRCAPD | 1/2" Brass Cap | BRS | 2.67 | WIP | C4
NWFBRCAPH | 1-1/4" Brass Cap | BRS | 8.41 | WIP | C4
NWFBRCD | 1/2" Brass Coupling | BRS | 3.35 | WIP | D10
NWFBRCF | 3/4" Brass Coupling | BRS | 4.42 | WIP | D10
NWFBRCHG | 1-1/4" x 1" Brass Reducer | BRS | 14.28 | WIP | D10
NWFBRNBJ | 1/4" x 01-1/2" Brass Nipple | BRS | 1.93 | WIP | D10
NWFBRNBM | 1/4" x 03 Brass Nipple | BRS | 2.78 | WIP | D10
NWFBRNFL | 3/4" x 02-1/2" Brass Nipple | BRS | 4.87 | WIP | D10
NWFBRNGP | 1" x 04 Brass Nipple | BRS | 10.61 | WIP | D10
NWFBRNGY | 1" x 09 Brass Nipple | BRS | 23.26 | WIP | D10
NWFBRNJS | 1-1/2" x 05 Brass Nipple | BRS | 23.15 | WIP | D10
NWFBRNKL | 2" x 02-1/2" Brass Nipple | BRS | 15.86 | WIP | D10
NWFBRPB | 1/4" Brass Plug | BRS | 1.52 | WIP | D10
NWFBRPD | 1/2" Brass Plug | BRS | 3.35 | WIP | D10
NWFBRTD | 1/2" Brass Tee | BRS | 4.67 | WIP | D10
NWFBRUD | 1/2" Brass Union | BRS | 10.3 | WIP | D10
NWNPT171 | 1/2" x 2" Brass Nipple | BRS | 1.99 | WIP | D10
NWNPT172 | 1/2" x 3" Brass Nipple | BRS | 2.92 | WIP | D10
NWNPT174 | 3/4" x 2" Brass Nipple | BRS | 3.68 | WIP | D10
NWNPT175 | 3/4" x 3" Brass Nipple | BRS | 5.66 | WIP | D10
NWNSF61-4 | 1-1/4" x 1" Brass Bushing | BRS | 0 | WIP | L6
NWNSF61-4F | 1-1/2" x 1-1/4" Brass Bushing | BRS | 0 | WIP | L7
NWNSF61-4G | 1-1/2" x 1" Brass Bushing | BRS | 0 | WIP | L7
NW7015EC0100 | 1" Copper Hanger Ring | COPP | 1.86 | WIP | D4
NW7015EC0125 | 1-1/4" Copper Hanger Ring | COPP | 1.86 | WIP | D4
NW7015EC0150 | 1-1/2" Copper Hanger Ring | COPP | 1.77 | WIP | D4
NW7870C0050 | 1/2" Copper Strut Strap | COPP | 3.59 | WIP | D4
NW7870C0200 | 2" Copper Strut Strap | COPP | 6.75 | WIP | D4
NWBRNBK | 1/4" x 2" Copper Nipple | COPP | 2.19 | WIP | N/A
NWBRNBP | 1/4" x 4 Copper Nipple | COPP | 3.56 | WIP | N/A
NWBRNKU | 2" x 06 Copper Nipple | COPP | 35.37 | WIP | D4
NWC4G | 1" Copper 45 | COPP | 5.38 | WIP | D7
NWCCH | 1-1/4" Copper Coupling | COPP | 6.45 | WIP | C5
NWCFAGD | 1" x 1/2" Copper CxF Adapter | COPP | 13.12 | WIP | D
NWCFRGD | 1" x 1/2" Copper SlipxThread Redu | COPP | 3.85 | WIP | D4
NWCSCJ | 1-1/2" Copper Coupling | COPP | 5.9 | WIP | C5
NWCTF | 3/4" Copper Tee | COPP | 6.08 | WIP | D7
NWCTGGF | 1" x 1" x 3/4" Copper Tee | COPP | 9.25 | WIP | D7
NWCTH | 1-1/4" Copper Tee | COPP | 21.214 | WIP | D7
NWCTJJG | 1-1/2" x 1-1/2" x 1" Copper Tee | COPP | 13.43 | WIP | D7
NWFC4D | 1/2" Copper 45 | COPP | 2.49 | WIP | D7
NWFC4F | 3/4" Copper 45 | COPP | 4.23 | WIP | D7
NWFC9D | 1/2" Copper 90 | COPP | 1.38 | WIP | D7
NWFC9F | 3/4" Copper 90 | COPP | 3.04 | WIP | D7
NWFC9G | 1" Copper 90 | COPP | 8.76 | WIP | D7
NWFC9K | 2" Copper 90 | COPP | 36.88 | WIP | D7
NWFC9L | 2-1/2" Copper 90 | COPP | 125.98 | WIP | D7
NWFCCAPG | 1" Copper Cap | COPP | 5.06 | WIP | C4
NWFCCD | 1/2" Copper Coupling | COPP | 1.03 | WIP | D4
NWFCCF | 3/4" Copper Coupling | COPP | 2.06 | WIP | D4
NWFCCG | 1" Copper Coupling | COPP | 4.8 | WIP | C5
NWFCTD | 1/2" Copper Tee | COPP | 2.32 | WIP | D7
NWFCTFDF | 3/4" x 1/2" x 3/4" Copper Tee | COPP | 9.7 | WIP | D7
NWFCTFFD | 3/4" x 1/2" x 1/2" Copper Tee | COPP | 7.9 | WIP | D7
NWFCTG | 1" Copper Tee | COPP | 19.66 | WIP | D7
NWFCTGGD | 1" x 1" x 1/2" Copper Tee | COPP | 25.42 | WIP | D7
NWFCTGGF | 1" x 3/4" Copper Tee | COPP | 25.42 | WIP | D7
NWFCTHHG | 1-1/4" x 1-1/4" x 1" Copper Tee | COPP | 37.03 | WIP | D7
NW4201010 | 1" CPVC Tee | PVC | 1.82 | WIP | G15
NW4201012 | 1-1/4" CPVC Tee | PVC | 2.87 | WIP | G15
NW4201015 | 1-1/2" CPVC Tee | PVC | 3.94 | WIP | G15
NW4201020 | 2" CPVC Tee | PVC | 6.68 | WIP | G15
NW4201025 | 2-1/2" CPVC Tee | PVC | 10.87 | WIP | G15
NW4201131 | 1" x 1" x 3/4" CPVC Tee | PVC | 1.74 | WIP | G15
NW4201158 | 1-1/4 x 1" x 1" CPVC Tee | PVC | 3.13 | WIP | G15
NW4201168 | 1-1/4 x 1-1/4 x 1" CPVC Tee | PVC | 3.235 | WIP | G15
NW4201169 | 1-1/4 x 1-1/4 x 1-1/2" CPVC Tee | PVC | 3.91 | WIP | G15
NW42011SR | 1" x 1/2" CPVC Adj Sprklr Adpt. | PVC | 6.3 | WIP | N/A
NW4201211 | 1-1/2" x 1-1/2" x 1" CPVC Tee | PVC | 3.87 | WIP | G15
NW4201249 | 2" x 2" x 1" CPVC Tee | PVC | 6.14 | WIP | G15
NW4201250 | 2" x 2" x 1-1/4" CPVC Tee | PVC | 6.14 | WIP | G15
NW4201251 | 2" x 2" x 1-1/2" CPVC Tee | PVC | 6.14 | WIP | G15
NW4201289 | 2-1/2" x 2-1/2" x 1" CPVC Tee | PVC | 8.45 | WIP | G15
NW4201290 | 2-1/2" x 2-1/2" x 1-1/4" CPVC Tee | PVC | 8.45 | WIP | G15
NW4202010 | 1" CPVC SHA Tee | PVC | 6.74 | WIP | G15
NW4202130 | 1 x 1 x 1/2 CPVC SHA Tee | PVC | 3.58 | WIP | G15
NW4202130G | 1" x 1" x 1/2" CPVC SHA Tee (TS) | PVC | 3.81 | WIP | G15
NW4202209G | 1-1/2"x1-1/2"x1/2" CPVC SHA Tee(TS) | PVC | 6.11 | WIP | G15
NW4202211SR | 1-1/2x1-1/2x1 CPVC Head Tee (Brs) | PVC | 3.73 | WIP | G15
NW420230G | PVC x brass 1" x 1" x 1/2" T | PVC | 3.73 | WIP | N/A
NW4206007 | 3/4" CPVC 90 | PVC | 0.58 | WIP | G13
NW4206010 | 1" CPVC 90 | PVC | 1.48 | WIP | G12
NW4206012 | 1-1/4" CPVC 90 | PVC | 1.85 | WIP | G12
NW4206015 | 1-1/2" CPVC 90 | PVC | 2.58 | WIP | G12
NW4206020 | 2" CPVC 90 | PVC | 3.55 | WIP | G19
NW4206025 | 2-1/2" CPVC 90 | PVC | 6.93 | WIP | G19
NW4207101 | 3/4 x 1/2" CPVC SHA 90 TS | PVC | 5.43 | WIP | G13
NW4207130 | 1" x 1/2" CPVC 90 (TS) | PVC | 2.37 | WIP | G12
NW4207131 | 1 X 3/4 Fem Adpt Brs Thr | PVC | 2.92 | WIP | N/A
NW4213010 | 1" CPVC Side Outlet 90 | PVC | 2.24 | WIP | G12
NW4216010 | 1" CPVC 22.5 | PVC | 1.41 | WIP | G14
NW4216012 | 1-1/4" CPVC 22.5 | PVC | 2.05 | WIP | G14
NW4217007 | 3/4" CPVC 45 | PVC | 1.03 | WIP | G10
NW4217010 | 1" CPVC 45 | PVC | 1.22 | WIP | G10
NW4217012 | 1-1/4" CPVC 45 | PVC | 1.73 | WIP | G10
NW4217015 | 1-1/2" CPVC 45 | PVC | 2.38 | WIP | G10
NW4217020 | 2" CPVC 45 | PVC | 2.99 | WIP | G10
NW4217025 | 2-1/2" CPVC 45 | PVC | 5.44 | WIP | G10
NW4220010 | 1" CPVC Cross | PVC | 2.02 | WIP | L4
NW4220012 | 1-1/4" CPVC Cross | PVC | 3.22 | WIP | L5
NW4220015 | 1-1/2" CPVC Cross | PVC | 3.8 | WIP | L7
NW4220020 | 2" CPVC Cross | PVC | 6.19 | WIP | G8
NW4220030 | 2-1/2" CPVC Cross | PVC | 13.62 | WIP | G8
NW4229007 | 3/4" CPVC Coupling | PVC | 0.63 | WIP | L6
NW4229010 | 1" CPVC Coupling | PVC | 0.72 | WIP | C5
NW4229012 | 1-1/4" CPVC Coupling | PVC | 1.37 | WIP | C5
NW4229015 | 1-1/2" CPVC Coupling | PVC | 2.02 | WIP | C5
NW4229020 | 2" CPVC Coupling | PVC | 3.552 | WIP | C6
NW4229025 | 2-1/2" CPVC Coupling | PVC | 4.11 | WIP | C6
NW4229211 | 1-1/2 X 1" CPVC REDUCER COUPLING | PVC | 0 | WIP | C5
NW4233012 | 1-1/4" CPVC Grooved Adapter | PVC | 13.1 | WIP | L6
NW4233015 | 1-1/2" CPVC Grooved Adapter | PVC | 13.72 | WIP | L8
NW4233020 | 2" CPVC Grooved Adapter | PVC | 16.91 | WIP | L8
NW4233025 | 2-1/2" CPVC Grooved Adapter | PVC | 18.71 | WIP | N/A
NW4235007 | 3/4" CPVC Female Adapter | PVC | 3.13 | WIP | L4
NW4235010 | 1" CPVC Female Adapter | PVC | 5.44 | WIP | L4
NW4235012 | 1-1/4" CPVC Female Adapter | PVC | 9.8 | WIP | L5
NW4235015 | 1-1/2" CPVC Female Adapter | PVC | 13.68 | WIP | L7
NW4235101G | 3/4 x 1/2" CPVC Female SHA (TS) | PVC | 1.79 | WIP | N/A
NW4235130 | 1" x 1/2" CPVC Reducing Adapter | PVC | 1.9 | WIP | G10
NW4235130GS | 1" x 1/2" CPVC Reducing Adapter (TS | PVC | 2.02 | WIP | G10
NW4235131 | 1" x 3/4" CPVC Head Adapter (SHA) | PVC | 2.85 | WIP | N/A
NW4236007 | 3/4" CPVC Male Adapter | PVC | 4.02 | WIP | L4
NW4236010 | 1" CPVC Male Adapter | PVC | 6.19 | WIP | L4
NW4236012 | 1-1/4" CPVC Male Adapter | PVC | 8.92 | WIP | L5
NW4236015 | 1-1/2" CPVC Male Adapter | PVC | 23.7 | WIP | L7
NW4236020 | 2" CPVC Male Adapter | PVC | 31.23 | WIP | L8
NW4237131 | 1" x 3/4" CPVC Bushing | PVC | 0.57 | WIP | L6
NW4237168 | 1-1/4" x 1" CPVC Bushing | PVC | 0.89 | WIP | L6
NW4237210 | 1-1/2" x 3/4" CPVC Bushing | PVC | 0.93 | WIP | L7
NW4237211 | 1-1/2" x 1" CPVC Bushing | PVC | 0.93 | WIP | L7
NW4237212 | 1-1/2" x 1-1/4" CPVC Bushing | PVC | 0.93 | WIP | L7
NW4237249 | 2" x 1" CPVC Bushing | PVC | 1.47 | WIP | L8
NW4237250 | 2" x 1-1/4" CPVC Bushing | PVC | 1.47 | WIP | L8
NW4237251 | 2" x 1-1/2" CPVC Bushing | PVC | 1.47 | WIP | L8
NW4237290 | 2-1/2" x 1-1/4" CPVC Bushing | PVC | 2.54 | WIP | N/A
NW4237291 | 2-1/2" x 1-1/2" CPVC Bushing | PVC | 2.54 | WIP | N/A
NW4237292 | 2-1/2" x 2" CPVC Bushing | PVC | 2.54 | WIP | N/A
NW4238101G | 3/4 x 1/2" CPVC SHA Spigot (TS) | PVC | 1.79 | WIP | L
NW4238130G | 1" x 1/2" CPVC Spigot / Reducer TS | PVC | 1.9 | WIP | G10
NW4247007 | 3/4" CPVC Cap | PVC | 1.99 | WIP | C4
NW4247010 | 1" CPVC Cap | PVC | 0.57 | WIP | C4
NW4247012 | 1-1/4" CPVC Cap | PVC | 1 | WIP | C4
NW4247015 | 1-1/2" CPVC Cap | PVC | 1.39 | WIP | C4
NW4247020 | 2" CPVC Cap | PVC | 2.12 | WIP | C4
NW4257007 | 3/4" CPVC Union | PVC | 1.99 | WIP | N/A
NW4257010 | 1" CPVC Union | PVC | 3.72 | WIP | L3
NW4257012 | 1-1/4" CPVC Union | PVC | 4.72 | WIP | L5
NW4257015 | 1-1/2" CPVC Union | PVC | 6.01 | WIP | L7
NW4257020 | 2" CPVC Union | PVC | 9.49 | WIP | L8
NW4278010 | 1" CPVC Spigot | PVC | 5.16 | WIP | N/A
NW7233012 | 1-1/4 Grv Coupling adapt. | PVC | 12.97 | WIP | C5
NWF4201007 | 3/4" CPVC Tee | PVC | 0.86 | WIP | G13
NWFPVBRRGD | PVC to BRS 1" x 1/2" Reducer | PVC | 1.88 | WIP | G10
NWFPVBRSTG | CPVC to BRS 1" T | PVC | 6.61 | WIP | N/A
NWFPVBRUG | PVC to BRS 1" Adapter | PVC | 5.38 | WIP | N/A
NWGL4229010 | 1" CPVC Griplock Repair Coupling | PVC | 10.58 | WIP | C5
NWT80001 | 1" CPVC Tee, Tyco | PVC | 1.855 | WIP | G15
NWT80026 | 1" CPVC 90, Tyco | PVC | 1.638 | WIP | G12
NWT80051 | 1" CPVC 45, Tyco | PVC | 1.436 | WIP | G10
NWT80175RS | CPVC x Brass 3/4 x 1/2 Adapter | PVC | 1.973 | WIP | N/A
NWXFITFL | 1/2" CPVC Female Adapter | PVC | 5.99 | WIP | N/A
NWXFITML | 1/2" CPVC Male Adapter | PVC | 5.99 | WIP | N/A
NW0725000 | 2-1/2" Brass Hose Vlv Cap w/ chain | FDC | 17.59 | WIP | C4
NW0728000 | Red Plastic Hose Valve Cap | FDC | 6.949 | WIP | C4
NW0728100 | Red Plastic Hose Valve Plug | FDC | 9.152 | WIP | D2
NW0745000 | 2-1/2" Brass NST Hose Valve Plug | FDC | 28.54 | WIP | D2
NW0745800 | Brass Hose Valve Plug 2-1/2" | FDC | 23.35 | WIP | D2
NW0950600 | Red Plastic FDC Breakaway Cap 2 pck | FDC | 3.513 | WIP | C4
NW0960000 | 2-1/2" Open Snoot 'Female' FNPT | FDC | 91.23 | WIP | N/A
NW3110 | Knox FDC Lock Model 3110, 2.5" | FDC | 324 | WIP | N/A
NWBRF09000 | 4x2-1/2x2-1/2 SMSE STRT BRS FDC HDR | FDC | 84.34 | WIP | N/A
NWBRF09020 | 4x2-1/2x2-1/2 SMSE 90 ANGLD FDC HDR | FDC | 106.87 | WIP | G18
NWF0950500 | Red Metal Breakable FDC Cap 2pk | FDC | 8.594 | WIP | C4
NWF6704RB | 2-1/2" Bronze FDC Swivel Assy | FDC | 41.768 | WIP | N/A
NWKNOXCAP | Locking Knox Cap | FDC | 251.12 | WIP | C4
NWN49005 | FireFighter Eliminator 1330 5gal | FDC | 166.668 | WIP | N/A
NWNFP1404J | 1-1/2" Single Inlet Brass FDC Assy | FDC | 94.77 | WIP | N/A
NWNFP140804 | 2-1/2" Open Snoot 'Male' x Female | FDC | 186.09 | WIP | N/A
NWSSF09000 | 4x 2-1/2 x 2-1/2 SMSE STRT SS HDR | FDC | 84.34 | WIP | N/A
NWSTORZ4 | 4" Storz Cap & Chain | FDC | 198 | WIP | C4
NWSTORZ5X4 | 5" Storz Connect. w/ Cap x 4" Fem | FDC | 500 | WIP | C4
NWSTORZ5X5 | 5" Storz Connect. x 5" Fem | FDC | 293.33 | WIP | N/A
BDAICA12JPLLR1K | BDA COAXIAL CABLE | FALA | 1486.25 | WIP | N/A
BDAP8AX096GNFF | Coaxial Surge Protector | FALA | 101.2 | WIP | N/A
BDAWPKATBC4001 | BDA Wthrprf sil coldshrink EOL Assy | FALA | 27.4 | WIP | N/A
EGCAVWN | Kidde Wht Ceil H/S | FALA | 62.14 | WIP | N/A
GCHFWFS7 | EST Speaker | FALA | 21.99 | WIP | N/A
NW A007-9101 | 7ES HYBRID PANEL RED | FALA | 886.13 | WIP | N/A
NW A4090-9001 | IAM SUPERVISED IDNET | FALA | 35.38 | WIP | N/A
NW A4090-9002 | IAM RELAY, IDNET | FALA | 78.86 | WIP | N/A
NW A4099-9004 | STATION-LED, SA ADDR | FALA | 52.7 | WIP | N/A
NW A4906-9127 | A/V M-C NON-ADDRESS, RED, WALL | FALA | 36.52 | WIP | N/A
NW005680TR | SK 5860 Trim Ring | FALA | 28.99 | WIP | N/A
NW005860TG | Annunciator Trim | FALA | 38.77 | WIP | N/A
NW0064349 | 500' SWC Poly Line 500 (PL500) | FALA | 12.7332 | WIP | N/A
NW00RA1000 | FCI 1000Pt Annunciator | FALA | 470.25 | WIP | N/A
NW11000450 | FCInner door panel | FALA | 37.13 | WIP | N/A
NW11000452 | INCC-MIC | FALA | 319.6 | WIP | N/A
NW11000455 | ASM-16 | FALA | 352.5 | WIP | N/A
NW11000460 | INX CAB | FALA | 371.3 | WIP | N/A
NW11000503 | LED Driver Module ANU-48 | FALA | 359.495 | WIP | N/A
NW116EXC | Edw. 116 Expl Proof Mounting Mod | FALA | 306.99 | WIP | N/A
NW15007 | Edw Door Ext Holder | FALA | 59.99 | WIP | N/A
NW1640ENCL | AES 1640-ENCL Power Supply Encl. | FALA | 35 | WIP | N/A
NW2099-9804 | BREAKROD | FALA | 2.5 | WIP | N/A
NW228342 | Ceiling Clip X-ECC MX 100/pk | FALA | 31.7 | WIP | N/A
NW2298507 | High Perf. Nail X-P 24 B3 MX 400/pk | FALA | 148.17 | WIP | N/A
NW2298508 | High Perf Nail X-P 24 B3 MX 1000/pk | FALA | 385.25 | WIP | N/A
NW2459WPBR | Kidde Red Weather Proof Box | FALA | 49.99 | WIP | N/A
NW252-019 | KEY, "B" LOCK | FALA | 2.55 | WIP | N/A
NW270ASPO | Kidde Pull Station | FALA | 23.01 | WIP | N/A
NW270GLR | Pull Station replacement glass rod | FALA | 1 | WIP | N/A
NW270SPO | Kidde Pull Station | FALA | 22.99 | WIP | N/A
NW2WB | SS 2WB Smoke Detector | FALA | 45.99 | WIP | N/A
NW2WTB | 2 Wire Smoke Therm. | FALA | 64.99 | WIP | N/A
NW302ET135 | Thermotech Vert 135 Heat | FALA | 27.99 | WIP | N/A
NW40909001 | JC Addressable Module | FALA | 31.99 | WIP | N/A
NW40909002 | Simplex IAM Relay | FALA | 55.27 | WIP | N/A
NW40909008 | Simplex IAM Dual Relay | FALA | 0 | WIP | N/A
NW40989601 | Photo Detector | FALA | 125 | WIP | N/A
NW40989714 | SG Smoke Detector | FALA | 197.77 | WIP | N/A
NW40989788 | Detector Base | FALA | 36.61 | WIP | N/A
NW40989789 | Simplex Detector Base w/ LED OUT | FALA | 0 | WIP | N/A
NW40989792 | JC Sensor Base | FALA | 255 | WIP | N/A
NW40989832 | JC SSD Adapter Plate | FALA | 14.65 | WIP | N/A
NW411UD | FL 4 Chan Dual Line Dialer | FALA | 302.4 | WIP | N/A
NW4906-9131 | WP MC AV NON-ADDER WALL MT RED | FALA | 45.5 | WIP | N/A
NW490691001 | FA WMT MULTI-CANDELA SYNC FLSH RATE | FALA | 94 | WIP | N/A
NW49069101 | STRB WALL MAOUNT SYNC FLASH RATE. | FALA | 94 | WIP | N/A
NW49069130 | SG Horn Strobe | FALA | 81.22 | WIP | N/A
NW49AV-WRFO | AV, WALL RED FIRE WP HORN STROBE | FALA | 460.68 | WIP | N/A
NW4WB | SS 4 Wire Pht Ele Smoke Det | FALA | 42.99 | WIP | N/A
NW5193SD | Honeywell Home 5193SD V-Plex Smoke | FALA | 63.99 | WIP | N/A
NW5499 | SK 9AMP Dist Power Module | FALA | 393.99 | WIP | N/A
NW5601P | SS Mechanical Heat Det | FALA | 23.99 | WIP | N/A
NW5602 | SS 194 Temp Sngle Circuit Heat Det | FALA | 13.86 | WIP | N/A
NW5603 | 5603 Heat Detector | FALA | 13.86 | WIP | N/A
NW5604 | SS Mech Heat Det 194 | FALA | 13.86 | WIP | N/A
NW5621 | SS 135 Temp ROR 2 Circuit Heat Det | FALA | 25.38 | WIP | N/A
NW5623 | SS 135 Temp 2 Circuit Heat Det | FALA | 25.61 | WIP | N/A
NW5624 | SS 194 fxd 2 circ. heat det | FALA | 47.99 | WIP | N/A
NW5820XL | SK 5820XL Board | FALA | 1207.66 | WIP | N/A
NW6160CR2 | Fire Keypad | FALA | 172.99 | WIP | N/A
NW68303 | Portable Telephone Handset | FALA | 101.37 | WIP | N/A
NW7085N | AES 2 Watt Radio Transceiver | FALA | 218.96 | WIP | N/A
NW71110N | 10 ft Cable | FALA | 33 | WIP | N/A
NW72103UM | 3db Antenna w/ Bracket | FALA | 32 | WIP | N/A
NW72105UM | 5DB Antenna w/ Bracket | FALA | 40 | WIP | N/A
NW7211460470 | AES Stealth Antenna | FALA | 34 | WIP | N/A
NW7214EMK | External Mounting Kit | FALA | 32 | WIP | N/A
NW722025N | 25 ft Cable | FALA | 37 | WIP | N/A
NW7251669 | 18in RG-58 N Fem to BNC Male | FALA | 25 | WIP | N/A
NW7264PAKIT | Phantom Antenna | FALA | 125 | WIP | N/A
NW7264PASUB | Phantom Antenna w/ Mt Kit | FALA | 160.05 | WIP | N/A
NW7275806 | Phantom Antenna | FALA | 150 | WIP | N/A
NW7282133 | N Fem to TNC Female Bulkhead | FALA | 20 | WIP | N/A
NW7282135 | NMO Mount to TNC Fem Bulkhead | FALA | 27 | WIP | N/A
NW761260 | 12-02 Red Wire UNS FPLP 1000ft | FALA | 442 | WIP | N/A
NW761320 | 16-02 Red Wire OAS FPLP 1000ft | FALA | 232 | WIP | N/A
NW761322 | 16-02 Red +Blue OAS 1,000ft | FALA | 232 | WIP | N/A
NW761323 | 16-02 Red +Yellow OAS FPLP 1000ft | FALA | 232 | WIP | N/A
NW761360A | 16-02 Red Wire UNS FPLP 1000ft | FALA | 194 | WIP | N/A
NW761360B | 16-02 Red Wire UNS FPLP 500ft | FALA | 72.5 | WIP | N/A
NW761362 | 16-02 Red +Blue Wire UNS 1000ft | FALA | 194 | WIP | N/A
NW761380A | 16-04 Red Wire UNS FPLP 1000ft | FALA | 412 | WIP | N/A
NW761380B | 16-04 Red Wire UNS FPLP 500ft | FALA | 173.5 | WIP | N/A
NW762380 | 18-04 Red Wire UNS FPLP 1000ft | FALA | 258 | WIP | N/A
NW762380500 | 18-04 Red Wire UNS FPLP 500ft | FALA | 129 | WIP | N/A
NW767960A | 14-02 Red Wire UNS FPLP 1000ft | FALA | 285 | WIP | N/A
NW767960B | 14-02 Red Wire UNS FPLP 500ft | FALA | 130 | WIP | N/A
NW767962 | 14-02 Blue Wire 1000ft | FALA | 285 | WIP | N/A
NW7707P88ULPM | AES Intellitap Radio | FALA | 752.68 | WIP | N/A
NW77FACPA | AES Radio Inverter | FALA | 47.9 | WIP | N/A
NW77WIFI | AES 77-WiFi | FALA | 18 | WIP | N/A
NW90375 | PM9 Adapter | FALA | 26.56 | WIP | N/A
NWA007-9101 | 7ES HYBRID PANEL RED | FALA | 0 | WIP | N/A
NWA007-9801 | AUTOCALL 7ES ZONE RELAY MODULE | FALA | 102.36 | WIP | N/A
NWA007-9802 | 7ES 25V REGULATOR MOD | FALA | 270.71 | WIP | N/A
NWA007-9806 | AUTOCALL 7ES SDACT MODULE | FALA | 89.62 | WIP | N/A
NWA0076416 | GSM CELLULAR MODULE 4G | FALA | 345.6 | WIP | N/A
NWA0079806 | 7ES SDACT MODULE A007-9806 | FALA | 89.62 | WIP | N/A
NWA0099801 | BATT CAB BEIGE 18HR BATT | FALA | 98.57 | WIP | N/A
NWA37286 | AES Radio Tranceiver | FALA | 218.96 | WIP | N/A
NWA4090-9807 | COVER, IAM, SG, SURFACE | FALA | 8.6 | WIP | N/A
NWA4090-9810 | BRACKET, IAM | FALA | 8.23 | WIP | N/A
NWA4098-9714 | SSD PHOTO SENSOR | FALA | 30.58 | WIP | N/A
NWA4098-9733 | SSD HEAT SENSOR | FALA | 20.83 | WIP | N/A
NWA4098-9792 | SSD SENSOR BASE | FALA | 37.2 | WIP | N/A
NWA4906-9101 | V/O M-C NON-ADDRESS, RED, WALL | FALA | 27.67 | WIP | N/A
NWA4906-9103 | V/O M-C NON-ADDRESS, WHT, WALL | FALA | 27.67 | WIP | N/A
NWA4906-9104 | V/O M-C NON-ADDRESS, WHT, CEIL | FALA | 27.67 | WIP | N/A
NWA4906-9129 | A/V M-C NON-ADDRESS, WHT, WALL | FALA | 0 | WIP | N/A
NWA4906-9130 | A/V M-C NON-ADDRESS, WHT, CEIL | FALA | 37.16 | WIP | N/A
NWA49WPBB-AVVOW | AVVOWR WP BACK BOX AV OR VO | FALA | 11.19 | WIP | N/A
NWAA120 | Audio Amplifier, 120 Watt | FALA | 1203.2 | WIP | N/A
NWAFC100 | PT 100 pt Address FAControlPanel | FALA | 551 | WIP | N/A
NWAFC1000 | Potter AFC-1000 FACP | FALA | 1132.99 | WIP | N/A
NWAM5070 | Audio Output Amplifier | FALA | 446.5 | WIP | N/A
NWAM50PLATE | AM50 Extender Plate | FALA | 32.66 | WIP | N/A
NWAMM2F | FC Address Mon Mod ClassB | FALA | 43.71 | WIP | N/A
NWAMM2IF | FC Address Dual Monitor Module | FALA | 86.01 | WIP | N/A
NWAMM2RIF | FC Two-In / Two-Out Module | FALA | 203.98 | WIP | N/A
NWAMM4F | FC Address Mon Mod Class B | FALA | 50.29 | WIP | N/A
NWAMM4SF | Addr. Monitor Module | FALA | 85.05 | WIP | N/A
NWANN80 | FL Remote LCD Annunciator | FALA | 284.35 | WIP | N/A
NWAOM2FRBP | MODULE SINGLE RELAY FCI BP | FALA | 64.86 | WIP | N/A
NWAOM2RF | FC Addressable Relay Module | FALA | 64.86 | WIP | N/A
NWAOM2SF | FC Addressable Output Control Mod | FALA | 68.15 | WIP | N/A
NWAOMTELF | FCI Module Telephone | FALA | 99.64 | WIP | N/A
NWAPS6A | Edwards Aux. Power Supply 6.5A 120V | FALA | 2164.2 | WIP | N/A
NWASDPL2F | FCI Smoke Det | FALA | 39.6 | WIP | N/A
NWASDPL3 | FC Analog Photoelectronic Sensor | FALA | 62.54 | WIP | N/A
NWASDPL3BP | PHOTO HW GW-GCI WHITE BP | FALA | 157.23 | WIP | N/A
NWASDPL3IV | PhotoElec. Smoke | FALA | 107.51 | WIP | N/A
NWASDPL3R | Photoelectric Sensor Remote | FALA | 60.16 | WIP | N/A
NWASDPL3RIV | Photoelectric Sensor Remote Ivory | FALA | 101.05 | WIP | N/A
NWASWP2475CFR | WL Audible Strobe ASWP-2475C-FR | FALA | 71.16 | WIP | N/A
NWASWP24MCWHFR | ED Red Horn Strobe | FALA | 61.7 | WIP | N/A
NWATDL3 | FC Thermal Sensor Fixed 190 | FALA | 48.49 | WIP | G13
NWATDL3H | White High Heat | FALA | 43 | WIP | N/A
NWATDL3R | FC Thermal Sensor ROR 15 / 135 | FALA | 43 | WIP | N/A
NWB200S | FL Add. Sounder Base White | FALA | 53.58 | WIP | N/A
NWB200SLFEWH | Addr Sounder Base Lo Freq White | FALA | 136.99 | WIP | N/A
NWB200SLFIV | Low Freq Addr Sndr Base: Ivory | FALA | 98.5 | WIP | N/A
NWB200SLFWH | B200S-LF-WH Bases White | FALA | 156.06 | WIP | N/A
NWB224RBWH | System Sensor 6" Base Relay, White | FALA | 67.93 | WIP | N/A
NWB3006 | 6" Detector Base White | FALA | 11.9 | WIP | N/A
NWB3006IV | 6" Detector Base Ivory | FALA | 21.42 | WIP | N/A
NWBB26 | Battery Back Box | FALA | 121.95 | WIP | N/A
NWBDAGNDKIT1 | Coaxial Cable Grounding Kit | FALA | 15.1 | WIP | N/A
NWBDALD05 | Termiation Loads | FALA | 31.501 | WIP | N/A
NWBDANMRG813NM | Coax Cable Jumper | FALA | 24.6 | WIP | N/A
NWBDAPA76386921 | BDA Antenna | FALA | 84.05 | WIP | N/A
NWBDAPS2W2 | Broadband Power Splitters | FALA | 57.4 | WIP | N/A
NWBEAM1224 | SS Beam Det. | FALA | 840.99 | WIP | N/A
NWBEAMMMK | SS Beam Bracket | FALA | 61.57 | WIP | N/A
NWBG12 | FL Dual Act Pull Station | FALA | 40.99 | WIP | N/A
NWBG12LRA | FL BG-12LRA Dual Act. Pull Station | FALA | 181.99 | WIP | N/A
NWBG12LX | FL Adress. Pull Station | FALA | 88.99 | WIP | N/A
NWBG12XL | FL Adress. Pull Station | FALA | 88.99 | WIP | N/A
NWCCMVZHON | Cell Communication Module | FALA | 193.5 | WIP | N/A
NWCHS24W | Pt Ceil Horn Strobe White | FALA | 45.99 | WIP | N/A
NWCHS6 | FL Control Mod Mounting Enclosure | FALA | 73.99 | WIP | N/A
NWCO1224TR | SS CO2 Det Round with Test | FALA | 74.88 | WIP | N/A
NWCRF300 | FL Addressable Relay Module | FALA | 76.99 | WIP | N/A
NWCS24W | Pt Ceil Strobe White | FALA | 35.99 | WIP | N/A
NWCWLCF1250J500 | 500 ft Blk 1/2 in Coax Outdoor Wire | FALA | 937.5 | WIP | N/A
NWD4120 | SS 4 Wire Pht Ele Duct Smoke Det | FALA | 165.44 | WIP | N/A
NWD7050 | BS Smoke Detector | FALA | 39.99 | WIP | N/A
NWD7050B6 | BS Smoke Detector Base | FALA | 3.7 | WIP | N/A
NWDACTE3 | FC Digital Alarm Communication Tran | FALA | 258.5 | WIP | N/A
NWDCOIL | Accessory Coil | FALA | 23.5 | WIP | N/A
NWDCPR2ML | Hochiki Dual Relay Module | FALA | 49.6 | WIP | N/A
NWDEXSTCFJ | Edw. Expl proof strobe | FALA | 1170.99 | WIP | N/A
NWDNR | FC Analog Duct Detector W/out relay | FALA | 93.53 | WIP | N/A
NWDNRW | System Sensor NEMA4 Duct Det. | FALA | 190.8 | WIP | N/A
NWDSM1224R | WL Sync Module Red | FALA | 55.99 | WIP | N/A
NWDST3 | SS Sampling Tube | FALA | 12.45 | WIP | N/A
NWDST5 | 5ft Sampling Tube | FALA | 15.04 | WIP | N/A
NWE3 | E3 Blank Plate | FALA | 32.43 | WIP | N/A
NWE3BBBA2 | FC A2 Size, Rmte enclsr black | FALA | 273.48 | WIP | N/A
NWE3BBBAA | Size 2A Backbox | FALA | 247.22 | WIP | N/A
NWE3BBBB | FC E3 Enclosure, Black "B" Size | FALA | 315.35 | WIP | N/A
NWE3BBBCINCC | FC E3 Enclosure, Black, "C" Size | FALA | 321.95 | WIP | N/A
NWE3BBBCINX | Black Cabinet Enclosure | FALA | 387.75 | WIP | N/A
NWE3BBBDINCC | FC Enclosure, Black, D Size | FALA | 481.75 | WIP | N/A
NWE3BBFLUSHLCD | Flush Cab LCD E3 | FALA | 168.26 | WIP | N/A
NWE3ID2A | Inner Door | FALA | 66.27 | WIP | N/A
NWE3ID2B | FC Inner Door, 2 Slot, "B" Size | FALA | 119.25 | WIP | N/A
NWE3ID2C | FC Inner Door, 3 Slots, C Size | FALA | 144.76 | WIP | N/A
NWE3ID2D | FC Inner Door, 3 Slots, D Siz | FALA | 194.58 | WIP | N/A
NWE3ID3A | FC Inner Door 3 Bay A Size | FALA | 64.86 | WIP | N/A
NWE3ID3D | Dual Assy Door inner D Size | FALA | 194.58 | WIP | N/A
NWE3ILICPLATE | FC Intelligent loop mod mount sz C | FALA | 94 | WIP | N/A
NWE3INCCCPLATE | MTG Plate INCC C Size | FALA | 94.94 | WIP | N/A
NWE3INCCDPLATE | FC Intelligent loop mod mt plt szD | FALA | 102.93 | WIP | N/A
NWE3INXCPLATE | E3 Mount Plate C Size | FALA | 91.65 | WIP | N/A
NWE3INXDPLATE | E3 Mount. Plate D Size | FALA | 101.99 | WIP | N/A
NWE3TRIMKITA | Annunciator Trim Kit | FALA | 104.81 | WIP | N/A
NWE7024MCWFW | WL Wall Mount Speaker Strobe | FALA | 54.99 | WIP | N/A
NWE9024MCCFW | WL E90 Spkr Strobe | FALA | 59.99 | WIP | G13
NWE90W | WL 2W Speaker Round White | FALA | 18.54 | WIP | N/A
NWEBPS6A | Edwards Booster Power Supply 6A | FALA | 531.41 | WIP | N/A
NWEG1AVWF | Kidde Horn Strobe White | FALA | 51.99 | WIP | N/A
NWEG1FVM | Kidde strobe multi cd white | FALA | 28.55 | WIP | N/A
NWEG1HDVM | Kidde White Horn Strobe | FALA | 51.99 | WIP | N/A
NWEG1RFVM | Kidde strobe multi cd Red | FALA | 33.98 | WIP | N/A
NWEG4SVWN | Kidde Wall Spkr Strobe White | FALA | 72.97 | WIP | N/A
NWEGCHDVM | Kidde Horn Strobe White Ceiling Mt | FALA | 55.99 | WIP | N/A
NWEGCVWF | Kidde White Ceil Strobe | FALA | 51.86 | WIP | N/A
NWELFHNR | Low Freq Sounders | FALA | 48.55 | WIP | N/A
NWELSTR | Wall Mount Red Strobe | FALA | 0 | WIP | N/A
NWELSTWC | EE LED Ceiling Strobe White | FALA | 44.44 | WIP | N/A
NWEPS402 | SS EPS40-2 EPS Pressure Switch | FALA | 180.9 | WIP | N/A
NWET7024MCWFR | WL SpeakerStrobe 2WireRed CeilingMt | FALA | 68.99 | WIP | N/A
NWFCICHG120 | FCI Battery Charger | FALA | 700.3 | WIP | N/A
NWFCILBB | BackBox | FALA | 217.61 | WIP | N/A
NWFCPS24S6RB | Powersupply Replacement Board | FALA | 392.45 | WIP | N/A
NWFFTFPJ | SK Fire Fighter Phone Jack | FALA | 77.99 | WIP | N/A
NWFHRLF | SS Red Low Frequency Sounder | FALA | 46.99 | WIP | N/A
NWFMM1 | Notifier Mon Mod | FALA | 50.5 | WIP | N/A
NWFMM101 | Notifier Mini Mod | FALA | 41.85 | WIP | N/A
NWFNS187 | Hochiki Jacketed Programming Cable | FALA | 49.44 | WIP | N/A
NWFNX187 | Hochiki Standard Programming Cable | FALA | 32.96 | WIP | N/A
NWFP11 | SM Smoke/Heat Det | FALA | 461 | WIP | N/A
NWFPJF | SK Remote Phone Jack for ACCFFT | FALA | 97.99 | WIP | N/A
NWFRLYMVENC | W Box Control Relay Module | FALA | 16.99 | WIP | N/A
NWFRM1 | Relay Module | FALA | 50.5 | WIP | N/A
NWFSP851 | Notifier Addr. Photo Detector | FALA | 82.77 | WIP | N/A
NWFX10RD | Kidde 10 Zone FACP | FALA | 659.99 | WIP | N/A
NWFX270 | Kidde Manual Pull Station | FALA | 49.99 | WIP | N/A
NWG4HFWFS2VMC | Edw Speaker Strobe | FALA | 59.99 | WIP | N/A
NWGAR52171RED | 4 Square Red Junction Box | FALA | 7.25 | WIP | N/A
NWGATE | Wireless Gateway | FALA | 248.99 | WIP | N/A
NWGCC24CR | Gen Ceil Horn Strobe Red | FALA | 50.99 | WIP | N/A
NWGCC24CW | Gen Horn Strobe Ceil White | FALA | 36.42 | WIP | N/A
NWGCC24PCR | Gen HornStrobe MultiCD CeilingMtRed | FALA | 44.99 | WIP | N/A
NWGCS24CR | Gen Strobe Ceiling Mt Red | FALA | 27.76 | WIP | N/A
NWGCS24CW | Gen Strobe Red Ceiling Mt | FALA | 27.22 | WIP | N/A
NWGEC241575WW | Gen Horn Strobe Wall White | FALA | 34.32 | WIP | N/A
NWGEC2475W | Gen OD Horn Strove Wall Mt Enclos. | FALA | 58.99 | WIP | N/A
NWGEC324WR | Gentex Horn Strobe Red | FALA | 54.99 | WIP | N/A
NWGEC324WW | Gen Horn Strobe White Wall Mt | FALA | 34 | WIP | N/A
NWGEH24R | Gentex Red Horn | FALA | 18.99 | WIP | N/A
NWGES324WR | Gen Strobe Multi CD Red Wall Mt | FALA | 31.99 | WIP | N/A
NWGES324WW | Gen Strobe Multi CD White Wall Mt | FALA | 24.99 | WIP | N/A
NWGFANN80W | Annunciator | FALA | 284.35 | WIP | N/A
NWGFPS6 | 6 Amp Power Supply | FALA | 432.4 | WIP | N/A
NWGFPS9 | 9 Amp Power Supply | FALA | 766.5 | WIP | N/A
NWGN9041415 | Gentex LP Wall Spkr Strobe Wht | FALA | 60.45 | WIP | N/A
NWGSSPK24WLPR | Gen Spkr Strb wall Mt. Red | FALA | 46.92 | WIP | N/A
NWGTSMR | Gen Sync Module | FALA | 44.99 | WIP | N/A
NWGWCZI95 | Conv. Zone Interface | FALA | 99.64 | WIP | N/A
NWGWCZM400 | FCI Zone Expander | FALA | 251.92 | WIP | N/A
NWGWF410 | GWF410 Fire Alarm Control Panel | FALA | 911.8 | WIP | N/A
NWGWF7075B | 75pt Fire Alarm Control Panel | FALA | 728.5 | WIP | N/A
NWGWIOM410 | FCI Supervisory Module | FALA | 121.73 | WIP | N/A
NWGWRAN400 | GWRAN400 Remote Annunciator | FALA | 211.97 | WIP | N/A
NWGWRSI95 | Releasing Solenoid Interface | FALA | 181.99 | WIP | N/A
NWGX93W | Gentex Mini Horn White | FALA | 14.99 | WIP | N/A
NWH355 | FL Wireless Heat Det | FALA | 183.99 | WIP | N/A
NWHCWLLF | SS Low FreqSounder / Strobe Ceil | FALA | 49.58 | WIP | N/A
NWHNR | WL Red Wall Horn | FALA | 26.99 | WIP | N/A
NWHNW | WL Horn White 2 Wire Wall Mt | FALA | 18.99 | WIP | N/A
NWHONCGWMBB | CLSS Gateway | FALA | 331.25 | WIP | N/A
NWHONDACTDS | Gamewell Notifier | FALA | 705.48 | WIP | N/A
NWHPF24S6 | FC 6A Spmntry NAC Pwr sply w/ sync | FALA | 280 | WIP | N/A
NWHPF24S8 | FC 8A Splmntry NAC Pwr sply w/ sync | FALA | 315 | WIP | N/A
NWHPFF12 | FC FireForce12 amp NAC Exp pwr sply | FALA | 761.4 | WIP | N/A
NWHPFF8 | FC FireForce 8 amp NAC Exp pwr sply | FALA | 362 | WIP | N/A
NWHPFPS10 | PowerStrike 10Amp Red Power Supply | FALA | 319.6 | WIP | N/A
NWHPFPS10B | Power Supply | FALA | 511.45 | WIP | N/A
NWHPFPS6 | 6 Amp Power Supply | FALA | 361.9 | WIP | N/A
NWHPFPS6B | Power Supply | FALA | 417.04 | WIP | N/A
NWHS24WW | Pt Wall Mt Horn Strobe | FALA | 35.99 | WIP | N/A
NWHSR | WL Wall Horn Strobe Red ELHSR | FALA | 45 | WIP | N/A
NWHSRC | WL Horn Strobe Red Ceiling Mt | FALA | 46 | WIP | N/A
NWHSW | WL Wall Horn Strobe White | FALA | 45 | WIP | N/A
NWHSWC | WL Horn Strobe White Ceiling Mt | FALA | 46 | WIP | N/A
NWHTRIR | Siemens Addressable Relay 50003300 | FALA | 0 | WIP | N/A
NWHWLLF | SS Low Freqency Sounder Wall | FALA | 47.94 | WIP | N/A
NWI300 | FL I300 Isolator Module | FALA | 75.99 | WIP | N/A
NWID6 | PT Conv. Zone Exp. | FALA | 273.99 | WIP | N/A
NWIDPHEATW | Honeywell Intelligent Heat Detector | FALA | 45.3 | WIP | N/A
NWIDPMONITOR | Honeywell Addres. Monitor Module | FALA | 53 | WIP | N/A
NWIDPPULLDA | Honewell Addres. Dual Action Pull | FALA | 86.65 | WIP | N/A
NWIDPRELAY | Honeywell Addres. Relay Module | FALA | 78.75 | WIP | N/A
NWILIMBE3 | FCIntelligent Loop Interface | FALA | 648.6 | WIP | N/A
NWILISE3 | FC E3 Expansion Board | FALA | 601.6 | WIP | N/A
NWINIVGC | Voice Gateway | FALA | 1207.9 | WIP | N/A
NWINIVGX | INI-VGX | FALA | 1207.91 | WIP | N/A
NWIOB | WL Face Plate and Mounting Box | FALA | 13.99 | WIP | N/A
NWK270DPO | Kidde 270-DPO Pull Station | FALA | 59.99 | WIP | N/A
NWKS5208 | SK5208 FACP | FALA | 829.99 | WIP | N/A
NWLCDE3 | FC LCD Keypad Display | FALA | 423 | WIP | N/A
NWLCDSLP | FC LCD Touch Screen Display Unit | FALA | 577.7 | WIP | N/A
NWM500X | FCI Loop Isolation Modules | FALA | 57.34 | WIP | N/A
NWMBA1012 | Potter 10" 12vdc Bell | FALA | 50 | WIP | N/A
NWMBB2 | FC Back Box, 2 Unit, For Multi Modu | FALA | 74.73 | WIP | N/A
NWMBB6 | FC Back Box, 6 Unit, For Multi Modu | FALA | 154.63 | WIP | N/A
NWMCSCO3 | CO Det White | FALA | 99.64 | WIP | N/A
NWMCSCOF3 | CO Detector | FALA | 137.7 | WIP | N/A
NWMDF300 | FL Dual Add Mon Mod | FALA | 127.99 | WIP | N/A
NWMDL3R | Sync Module | FALA | 65.33 | WIP | N/A
NWMHR | SS Mini Horn Red | FALA | 13.16 | WIP | N/A
NWMHW | SS Mini Horn White | FALA | 13.16 | WIP | N/A
NWMIZ24SR | WL Mini Horn Wall Red | FALA | 11.99 | WIP | N/A
NWMIZ24SW | WL Mini Horn Wall White | FALA | 10.99 | WIP | N/A
NWMMF | FL Wireless Monitor Module | FALA | 226.99 | WIP | N/A
NWMMI10F | FC Multi Module Input, 10 Input | FALA | 368.95 | WIP | N/A
NWMMI6SF | FC Multi Mod Input 6 Input (Smoke) | FALA | 354.85 | WIP | N/A
NWMMO6RF | FC Multi Mod Output, 6 relay mod | FALA | 329 | WIP | N/A
NWMMO6SF | FC Multi Module Output, 6 signl mod | FALA | 347.8 | WIP | N/A
NWMP120KL | SS Mp120KL L Series Mounting Plate | FALA | 27.99 | WIP | N/A
NWMR101CR | SA Relay Cabinet | FALA | 15.29 | WIP | N/A
NWMR201CR | SA SSUMR201CR RELAY CABINET RED | FALA | 22.99 | WIP | N/A
NWMRP2002 | FL FACP Releasing Panel | FALA | 1300.99 | WIP | N/A
NWMS10UD7 | 10 Zone Conv. FACP | FALA | 1033.03 | WIP | N/A
NWMS151 | Siemens MS-151 Manual Pull Station | FALA | 54.3 | WIP | N/A
NWMS4 | Fire-Lite MS-4 Conv. FA Ctrl Panel | FALA | 547.03 | WIP | N/A
NWMS5UD3 | 5 ZONE 24V FIRE ALARM | FALA | 855.99 | WIP | N/A
NWMS7 | FCI Pull Station | FALA | 27.26 | WIP | N/A
NWMS7AF | FC Addressable Double Action Statio | FALA | 88.51 | WIP | N/A
NWMT4115 | Wheelock Multitone Horn Strobe Red | FALA | 97.38 | WIP | N/A
NWNCONN | N Connector Cable End | FALA | 9 | WIP | N/A
NWNCONNBNC | N Connector to BNC | FALA | 8 | WIP | N/A
NWNFEMTNCAD | N Female to TNC Female Adaptor | FALA | 16 | WIP | N/A
NWNGA | FC Network Graphic Anninciator | FALA | 1226.7 | WIP | N/A
NWOEPPS1640 | AES Transformer | FALA | 17.99 | WIP | N/A
NWOSIRIGW | Adr. Beam Detector | FALA | 829.76 | WIP | N/A
NWOSYSU1 | PTR OSYSU1 TAMPER SWITCH | FALA | 114.99 | WIP | N/A
NWP2GRKLED | Wall Horn strobe Red | FALA | 62.99 | WIP | N/A
NWP2GRL | SS Red Wall Horn Strobe | FALA | 45.35 | WIP | N/A
NWP2RHK | SS 2wire Horn Strobe | FALA | 76.14 | WIP | N/A
NWP2RK | SS Horn Strobe 2 Wire Red Outdoor | FALA | 61.57 | WIP | N/A
NWP2RKR | SS Outdoor Horn Strobe | FALA | 66.99 | WIP | N/A
NWP2RL | SS Wall Mt Horn Strobe Red | FALA | 46.06 | WIP | N/A
NWP2RLLF | SS Low Freq Sounder/Strobe | FALA | 99.23 | WIP | N/A
NWP2WK | SS Horn Strobe 2 Wire White Outdoor | FALA | 61.57 | WIP | N/A
NWP2WL | SS Horn Strobe 2 Wire White Wall Mt | FALA | 46.06 | WIP | N/A
NWP2WLLF | SS Low Freq SoundStrobe Wall | FALA | 82.25 | WIP | N/A
NWP4RL | SS Wall Horn Strobe | FALA | 53.99 | WIP | N/A
NWPAD1006DB | PT 6 in Addressable Detector Base | FALA | 10 | WIP | N/A
NWPAD100DIM | PT Address. Dual Input Module | FALA | 58.99 | WIP | N/A
NWPAD100DRTS | Ptr Duct Remote Test Switch | FALA | 88.36 | WIP | N/A
NWPAD100HD | Ptr Heat Detector | FALA | 35.39 | WIP | N/A
NWPAD100LED | Ptr Addr. LED Module | FALA | 40.99 | WIP | N/A
NWPAD100MIM | PT Address. Micro Input Module | FALA | 32.13 | WIP | N/A
NWPAD100PD | PT Addressable Smoke Detector | FALA | 38.75 | WIP | N/A
NWPAD100PSDA | Ptr Dual Addr. Pull Station | FALA | 94.99 | WIP | N/A
NWPAD100PSSA | Ptr Single Addr. Pull Station | FALA | 89.89 | WIP | N/A
NWPAD100RM | Potter Relay Module | FALA | 76.94 | WIP | N/A
NWPAD100SIM | Potter Address. Single Input Mod | FALA | 61.73 | WIP | N/A
NWPAD200DUCT | Ptr Addr. Duct Smoke Det | FALA | 179.99 | WIP | N/A
NWPAD3006DB | PT 300 Det Base | FALA | 9.09 | WIP | N/A
NWPAD300HD | PT PAD300 Det Base | FALA | 7.43 | WIP | N/A
NWPAD300PCD | PT PAD300 Photo/CO Det | FALA | 99.83 | WIP | N/A
NWPAD300PD | Potter PAD300 Photo Detector | FALA | 64.97 | WIP | N/A
NWPAD300SB | PT PAD300 Sounder Base | FALA | 59.69 | WIP | N/A
NWPAE8 | PT 8 card enclosure | FALA | 153.99 | WIP | N/A
NWPBA12010 | Potter 10" 120 VAC Bell | FALA | 47.95 | WIP | N/A
NWPBA1206 | Potter 6" 120 VAC Bell | FALA | 31.99 | WIP | N/A
NWPBA1208 | Potter 8" 120 VAC Bell | FALA | 0 | WIP | N/A
NWPC2RK | Outdoor Horn Strobe | FALA | 77.08 | WIP | N/A
NWPC2RL | SS Horn Strobe 2Wire Red Ceiling Mt | FALA | 47 | WIP | N/A
NWPC2RLLF | SS Low Freq. Horn Strobe 2Wire Red | FALA | 88.99 | WIP | N/A
NWPC2WL | SS Horn Strobe Ceiling Mt White | FALA | 47 | WIP | N/A
NWPC2WLED | White LED Horn Strobe | FALA | 43.83 | WIP | N/A
NWPC2WLLF | SS LF Ceil Horn/Strobe 4x4, White | FALA | 94.87 | WIP | N/A
NWPFC4064 | PT Conv. Red Panel Cabinet | FALA | 428.4 | WIP | N/A
NWPM9 | FC 9 Amp Power Supply | FALA | 472.35 | WIP | N/A
NWPRN7 | Honeywell Printer | FALA | 1485 | WIP | N/A
NWPS8LP | WL Power Supply | FALA | 420.99 | WIP | N/A
NWPSDA | SK Pull Station | FALA | 37.46 | WIP | N/A
NWPSE10 | Notifier 10 Amp Powery Supply | FALA | 615.07 | WIP | N/A
NWPSN1000 | PT 10 Amp Int. Power Supply | FALA | 522.99 | WIP | N/A
NWPSN1000E | PT Intell. Power Expander Lrg Cab | FALA | 691.57 | WIP | N/A
NWPSN64 | PT Fire Alarm NAC Power Supply | FALA | 272 | WIP | N/A
NWPSP1 | SS Plug In Supervisory Switch | FALA | 180.99 | WIP | N/A
NWRA100Z | SS Remote Annunciator | FALA | 18.33 | WIP | N/A
NWRA6075R | PT LCD Remote Annunciator | FALA | 310.9 | WIP | N/A
NWRA6500FR | PT LCD Annunciator | FALA | 458.13 | WIP | N/A
NWRPTE3UTP | FC Network Repeater, Unshielded Twi | FALA | 625.1 | WIP | N/A
NWRSS24MCWFW | WL Strobe 24V Multi CD Wall White | FALA | 37.99 | WIP | N/A
NWRSSWP2475WFR | WL Strobe Weather Proof Red | FALA | 39.99 | WIP | N/A
NWRSSWP24MCCHFR | WL Strobe Ceil 24V Red | FALA | 45.99 | WIP | N/A
NWRTS151 | Remote Test Station NO KEY | FALA | 40.42 | WIP | N/A
NWRTS151KEY | Remote Test Station w/ Key | FALA | 59.69 | WIP | N/A
NWRTS451 | Test Switch w/ Key | FALA | 46.99 | WIP | N/A
NWS24WR | PT Strobe Red Wall Mt | FALA | 34.99 | WIP | N/A
NWSCRK | SS Outdoor Red Ceiling Strobe | FALA | 53.99 | WIP | N/A
NWSCRL | SS Red Ceiling Strobe | FALA | 37.83 | WIP | N/A
NWSCWK | SS Outdoor Ceiling Strobe | FALA | 52.17 | WIP | N/A
NWSCWKLED | Strobe, Ceiling, White WP | FALA | 52.99 | WIP | N/A
NWSCWL | SS Strobe Only, multi-cand-CEIL | FALA | 37.83 | WIP | N/A
NWSCWLED | White LED Strobe | FALA | 35.415 | WIP | N/A
NWSD355 | FL Wireless Photo. Smoke Det | FALA | 169 | WIP | N/A
NWSD365 | FL White Photo Smoke | FALA | 61.99 | WIP | N/A
NWSD365IV | FL Smoke Detector | FALA | 61.64 | WIP | N/A
NWSD500AIM | SK Addressable Input Module | FALA | 164.99 | WIP | N/A
NWSD500ANM | SK Notification Module | FALA | 94.99 | WIP | N/A
NWSD500ARM | SK Addressable Relay Module Mod | FALA | 207.99 | WIP | N/A
NWSD500HEAT | Heat Analog Sensor | FALA | 52.99 | WIP | N/A
NWSD500MIM | Addr. Mini Input Mod | FALA | 65.78 | WIP | N/A
NWSD505HEAT | SK Addr. Heat | FALA | 71.99 | WIP | N/A
NWSD505PHOTO | SK Addressable PhotoElectric Smoke | FALA | 172.99 | WIP | N/A
NWSET185WWP | Siemens Speaker | FALA | 140.91 | WIP | N/A
NWSIGA-270 | PS Single Action Red | FALA | 100 | WIP | N/A
NWSK05495 | SK Power Supply | FALA | 286.99 | WIP | N/A
NWSK4 | SK 4 Zone Conv Panel | FALA | 397.99 | WIP | N/A
NWSK5217 | SK Zone Expander | FALA | 234.99 | WIP | N/A
NWSK5235 | SK SK5235 Remote Annunciator | FALA | 196.99 | WIP | N/A
NWSK5496 | SK 6 amp power mod | FALA | 435.86 | WIP | N/A
NWSK5860 | SK Remote Annunciator White | FALA | 445.99 | WIP | N/A
NWSK5860R | Remote Annunciator | FALA | 324.99 | WIP | N/A
NWSK6808 | SK 198-Point Address. Fire Panel | FALA | 788.99 | WIP | N/A
NWSK6815 | SK SLC Loop Expander | FALA | 282.99 | WIP | N/A
NWSK6820 | SK 6820 1100 Pt Addr. FACP | FALA | 1634.99 | WIP | N/A
NWSK6820EVS | SK 6820 1100 Pt FACP w/ EVS | FALA | 3553.99 | WIP | N/A
NWSK6860 | SK LCD RMT Annunciator | FALA | 511.99 | WIP | N/A
NWSKCONTROL | SK Control Module | FALA | 73.99 | WIP | N/A
NWSKDUCT | SK Duct Detector | FALA | 153.99 | WIP | N/A
NWSKDUCTW | Smoke Det. Housing | FALA | 196.99 | WIP | N/A
NWSKE450 | SK Voice Evac Panel | FALA | 1814.99 | WIP | N/A
NWSKFIRECOW | SK Fire CO Det. | FALA | 128.99 | WIP | N/A
NWSKHEAT | SK Heat Detector with Base | FALA | 49.99 | WIP | N/A
NWSKHEATROR | SK Addressable Heat Detector w Base | FALA | 49.99 | WIP | N/A
NWSKHEATW | SK Adress Heat Det White | FALA | 49.99 | WIP | N/A
NWSKMINIMON | SK Mini Input Module | FALA | 63.82 | WIP | N/A
NWSKMON10 | 10 Input Monitor Module | FALA | 505.99 | WIP | N/A
NWSKMONITOR | SK Monitor Module | FALA | 47.99 | WIP | N/A
NWSKMONITOR2 | SK Address. Dual Input Mon. Mod. | FALA | 131.99 | WIP | N/A
NWSKPHOTO | SK Photo Detector with Base | FALA | 45.45 | WIP | N/A
NWSKPHOTORW | PhotoElec. Smoke Sensor w Remote | FALA | 68.99 | WIP | N/A
NWSKPHOTOW | SK Addressable Photo Detector White | FALA | 77.67 | WIP | N/A
NWSKPS10 | 10 Amp Power Supply | FALA | 449.99 | WIP | N/A
NWSKPS6 | SK-PS6 Power Supply | FALA | 439.55 | WIP | N/A
NWSKPSSA | SK SA Pull Station | FALA | 42.99 | WIP | N/A
NWSKPULLDA | SK Dual Action Pull Station | FALA | 75.99 | WIP | N/A
NWSKPULLSA | SK Single Action Pull Station | FALA | 119.26 | WIP | N/A
NWSKRELAY | SK Relay Module | FALA | 63.99 | WIP | N/A
NWSKRELAYMON2 | SK 2in 2 out module | FALA | 187.99 | WIP | N/A
NWSKSD500PS | SK Addressable Pull Station | FALA | 81.99 | WIP | N/A
NWSKSD500PSDA | SK Dual Act. Pull Station | FALA | 118.99 | WIP | N/A
NWSKZONE | SK Zone Module | FALA | 108.99 | WIP | N/A
NWSKZONE6 | SK Address. 6 Zone Interf. Module | FALA | 579.99 | WIP | N/A
NWSLCPM | FC SLP add-on SLC module | FALA | 343.1 | WIP | N/A
NWSLPBLK | FC Smart Loop Panel addressable FAC | FALA | 1019.9 | WIP | N/A
NWSPCRL | SS Red Ceil Speakers | FALA | 22.62 | WIP | N/A
NWSPCW | SS Speaker White Ceiling Mount | FALA | 27.99 | WIP | N/A
NWSPCWL | SS Speaker Only, round, white | FALA | 26.79 | WIP | N/A
NWSPKSTR24CLPW | Pt Low Pro Speaker Strobe | FALA | 82.99 | WIP | N/A
NWSPKSTR24WLPW | Pt Low Pro Speaker Strobe White | FALA | 79.99 | WIP | N/A
NWSPSCRL | SS Ceiling Spkr Strobe Red | FALA | 64.39 | WIP | N/A
NWSPSCWK | SS White Speaker Strobe | FALA | 100.11 | WIP | N/A
NWSPSCWL | SS Speaker Strobe Select Cand Ceili | FALA | 67.99 | WIP | N/A
NWSPSCWLED | SS Ceiling Speaker Strobe, Wht | FALA | 59.78 | WIP | N/A
NWSPSRK | SS Red Wall Mount Speaker Strobe | FALA | 100.11 | WIP | N/A
NWSPSRL | SS Speaker Strobe Red Wall Mount | FALA | 62.51 | WIP | N/A
NWSPSWK | Wall Spkr StrobeWhite | FALA | 100.11 | WIP | N/A
NWSPSWL | SS Speaker Strobe White Wall | FALA | 62.51 | WIP | N/A
NWSPSWLED | SS Wall Speaker Strobe, Wht | FALA | 58.09 | WIP | N/A
NWSPWL | SS Speaker Wall White | FALA | 22.32 | WIP | N/A
NWSRK | SS Strobe std cd Red | FALA | 53.58 | WIP | N/A
NWSRL | SS Strobe Red Wall Mount | FALA | 35.72 | WIP | N/A
NWSRLED | SS LED Strobe, Wall, Red | FALA | 37.5 | WIP | N/A
NWSSD2 | 2Wire Photo | FALA | 149.99 | WIP | N/A
NWSSM2410 | ALARM BELL 10",24VDC, | FALA | 61.99 | WIP | N/A
NWSSPK24CLPR | Gen Low Pro Ceil Mt Spkr Strobe | FALA | 57.99 | WIP | N/A
NWSSPK24CLPW | Gen Spkr Strobe Ceil. White | FALA | 46.99 | WIP | N/A
NWSSU00481BP | TCC Claw Ceiling Bracket | FALA | 13.7465 | WIP | N/A
NWSSU00672 | Fire Drawing Box | FALA | 77.99 | WIP | N/A
NWSSU00685 | Fire Alarm Documents Box,Red | FALA | 94.36 | WIP | N/A
NWSSU00686 | Red FA Doc Box | FALA | 91.16 | WIP | N/A
NWSSU00689 | Record Doc Red Cabinet | FALA | 97.99 | WIP | N/A
NWSSU00690 | System Record Box | FALA | 91.16 | WIP | N/A
NWSSUPAM1 | SA Multi Volt. Relay | FALA | 14.99 | WIP | N/A
NWSSURT3000 | SA WP Duct Detector | FALA | 253.99 | WIP | N/A
NWSTHMCRWP | Siemens Weatherproof Strobe | FALA | 84.87 | WIP | N/A
NWSTI3150 | STI3150 WS without Horn ,Clear, Red | FALA | 94.9 | WIP | N/A
NWSTR | WL Exceder Horn Strobe Wall Red | FALA | 34.75 | WIP | N/A
NWSTRC | WL Ceiling Strobe Red | FALA | 33.75 | WIP | N/A
NWSTW | WL Exceder Horn Strobe Wall White | FALA | 34.75 | WIP | N/A
NWSTWC | WL Ceiling Strobe White | FALA | 33.75 | WIP | N/A
NWSWK | SS White Strobe | FALA | 53.58 | WIP | N/A
NWSWL | SS Horn Strobe 2 Wire White Wall Mt | FALA | 35.72 | WIP | N/A
NWSWLALERT | SWL Wall Strobe | FALA | 45.35 | WIP | N/A
NWSWLED | SS LED Strobe Indoor Wall White | FALA | 38.99 | WIP | N/A
NWTCHB100B255 | Hochiki Programmer | FALA | 124.41 | WIP | N/A
NWTG7FEA | TG-7FE-A AT&T Cell. Transmitter | FALA | 305.9 | WIP | N/A
NWTG7FEM | Dual path Internet 5G LTEM Communic | FALA | 372.99 | WIP | N/A
NWTG7FEV | TG-7FE-V Verizon Cell. Transmitter | FALA | 292.99 | WIP | N/A
NWTG7FM | 5G LTEM Sole Path Communicator | FALA | 268.5 | WIP | N/A
NWTG7FSV | TG-7FS-V Verizion Cell. Transmitter | FALA | 303.99 | WIP | N/A
NWTGPFM | Zone Expansion Module 8 inputs TG-7 | FALA | 128.94 | WIP | N/A
NWTRM4 | Pt Twin Relay Mod | FALA | 86.99 | WIP | N/A
NWUD2000 | PT DACT (AFC, ARC, PFC4064) | FALA | 61.46 | WIP | N/A
NWV128FBP9VISTA | Fire/ Burg Panel | FALA | 527.99 | WIP | N/A
NWWBB | SS Weatherproof Black Mounting Box | FALA | 32.43 | WIP | N/A
NWWG4WFSVMC | Edw Outdoor Speaker Strobe | FALA | 138.99 | WIP | N/A
NWWGES2475WR | GX Horn Strobe Weather | FALA | 47.99 | WIP | N/A
P2WLED | LED Horn Strobe Indoor Wall White | FALA | 51.039 | WIP | N/A
SKIDPACB | Cabinet for SK Relay 6 AC PS | FALA | 98.48 | WIP | N/A
WGEC24-75WW | Gen OD Horn Strove Wall Mt Enclos. | FALA | 58.99 | WIP | N/A
6YA1FEX | 2.5lb 6 year ABC FEX | FEXT | 12 | WIP | N/A
6YB1FEX | 5lb 6 year ABC FEX | FEXT | 14 | WIP | N/A
6YB2FEX | 5lb Halotron 6 year FEX | FEXT | 55 | WIP | N/A
6YC2FEX | 9lb Halotron 6 year FEX | FEXT | 55 | WIP | N/A
6YD1FEX | 10lb 6 year ABC FEX | FEXT | 17 | WIP | N/A
6YE2FEX | 11lb Halotron 6 year FEX | FEXT | 64 | WIP | N/A
6YG2FEX | 15lb Halotron 6 year FEX | FEXT | 64 | WIP | N/A
6YH1FEX | 20lb 6 year ABC FEX | FEXT | 21 | WIP | N/A
HS2GFEX | 15lb Halotron Hydro FEX | FEXT | 72 | WIP | N/A
HSA1FEX | 2.5lb Hydro ABC FEX | FEXT | 18 | WIP | N/A
HSB1FEX | 5lb Hydro ABC FEX | FEXT | 20 | WIP | N/A
HSB2FEX | 5lb Halotron Hydro FEX | FEXT | 63 | WIP | N/A
HSB4FEX | 5lb CO2 5 Year Hydro FEX | FEXT | 84 | WIP | N/A
HSB8FEX | 5lb CleanGuard Hydro FEX | FEXT | 63 | WIP | N/A
HSC8FEX | 9lb CleanGuard Hydro FEX | FEXT | 0 | WIP | N/A
HSD1FEX | 10lb Hydro ABC FEX | FEXT | 24 | WIP | N/A
HSD4FEX | 10lb CO2 5 Year Hydro FEX | FEXT | 90 | WIP | N/A
HSE2FEX | 11lb Halotron Hydro FEX | FEXT | 72 | WIP | N/A
HSG4FEX | 15lb CO2 5 Year Hydro FEX | FEXT | 96 | WIP | N/A
HSH1FEX | 20lb Hydro ABC FEX | FEXT | 30 | WIP | N/A
HSH4FEX | 20lb CO2 5 Year Hydro FEX | FEXT | 102 | WIP | N/A
HSL3FEX | 6L K Class Ansul 5 Year Hydro FEX | FEXT | 195 | WIP | N/A
HSL9FEX | 6L K Class Other FEX | FEXT | 115 | WIP | N/A
HSM9FEX | 2.5gal K Class Hydro FEX | FEXT | 135 | WIP | N/A
N61FEX | 6.5lb New ABC FEX | FEXT | 33.9 | WIP | N/A
NA1FEX | 2.5lb New ABC FEX | FEXT | 33.9 | WIP | N/A
NB1FEX | 5lb New ABC FEX | FEXT | 50.16 | WIP | N/A
NB2FEX | 5lb Halotron New FEX | FEXT | 639.24 | WIP | N/A
NB4FEX | 5lb CO2 New FEX | FEXT | 0 | WIP | N/A
ND1FEX | 10lb New ABC FEX | FEXT | 92 | WIP | N/A
ND6FEX | 10lb BC New FEX | FEXT | 184.31 | WIP | N/A
ND7FEX | 10lb Purple K New FEX | FEXT | 163.85 | WIP | N/A
NE2FEX | 11lb Halotron New FEX | FEXT | 847.84 | WIP | N/A
NH1FEX | 20lb New ABC FEX | FEXT | 125.12 | WIP | N/A
NHS5FEX | 2.5gal Water Hydro FEX | FEXT | 18 | WIP | N/A
NL3FEX | 6L K Class New FEX | FEXT | 247.97 | WIP | N/A
NM5FEX | 2.5gal Water New FEX | FEXT | 131.05 | WIP | N/A
NW12005B | 5lb BC Fire Ext Hydro Test | FEXT | 0 | WIP | N/A
NW21096B | 20lb CO2 New FEX | FEXT | 430.51 | WIP | N/A
NW21103B | 15lb CO2 New FEX | FEXT | 356.19 | WIP | N/A
NW6YB8FEX | 5lb Cleanguard 6 Year FEX | FEXT | 63 | WIP | N/A
NW6YC8FEX | 9lb Cleanguard 6 Year FEX | FEXT | 63 | WIP | N/A
NW6YD6FEX | 10lb BC 6 year FEX | FEXT | 17 | WIP | N/A
NW6YF2FEX | 13lb Halotron 6 year FEX | FEXT | 64 | WIP | N/A
NW6YH6FEX | 20lb BC 6 year FEX | FEXT | 21 | WIP | N/A
NWD30FEX | 30lb D Class New FEX | FEXT | 622.99 | WIP | N/A
NWNA6FEX | 2.5lb BC New FEX | FEXT | 59.55 | WIP | N/A
NWCAPF | 3/4" Galv Cap | GALV | 4.61 | WIP | C4
NWFG4D | 1/2" Galv 45 | GALV | 3.1 | WIP | D5
NWFG4F | 3/4" Galv 45 | GALV | 4.45 | WIP | D5
NWFG4G | 1" Galv 45 | GALV | 5.03 | WIP | D5
NWFG4K | 2" Galv 45 | GALV | 23.415 | WIP | D5
NWFG9D | 1/2" Galv 90 | GALV | 1.96 | WIP | D8
NWFG9F | 3/4" Galv 90 | GALV | 2.4 | WIP | D8
NWFG9G | 1" Galv 90 | GALV | 4.45 | WIP | D8
NWFG9GF | 1" x 3/4" Galv 90 | GALV | 4.64 | WIP | D8
NWFG9H | 1-1/4" Galv 90 | GALV | 7.03 | WIP | D8
NWFG9HG | 1-1/4" x 1" Galv 90 | GALV | 9 | WIP | D8
NWFG9J | 1-1/2" Galv 90 | GALV | 9.19 | WIP | D8
NWFG9K | 2" Galv 90 | GALV | 15.05 | WIP | D8
NWFG9KG | 2" x 1" Galv 90 Reducer | GALV | 19.99 | WIP | D5
NWFGCAPD | 1/2" Galv Cap | GALV | 2.17 | WIP | C4
NWFGCAPG | 1" Galv Cap | GALV | 3.72 | WIP | C4
NWFGCAPK | 2" Galv Cap | GALV | 6.76 | WIP | C4
NWFGCG | 1" Galv Coupling | GALV | 5.41 | WIP | C5
NWFGCK | 2" Galv Coupling | GALV | 12.69 | WIP | C6
NWFGCRJ | 1-1/2" Galv Cross | GALV | 30.87 | WIP | L7
NWFGNDJ | 1/2" x 01-1/2" Galv Nipple | GALV | 1.99 | WIP | D10
NWFGNFJ | 3/4" x 03 Galv Nipple | GALV | 2.48 | WIP | D10
NWFGNGP | 1" x 04 Galv Nipple | GALV | 4.83 | WIP | D10
NWFGNHN | 1-1/4" x 3-1/2" Galv Nipple | GALV | 5.94 | WIP | D10
NWFGNJCL | 1-1/2" Galv Nipple (close) | GALV | 3.84 | WIP | D10
NWFGNJK | 1-1/2" x 02 Galv Nipple | GALV | 5.32 | WIP | D10
NWFGNJN | 1-1/2" x 03-1/2" Galv Nipple | GALV | 7.51 | WIP | D10
NWFGNJP | 1-1/2" x 04 Galv Nipple | GALV | 7.51 | WIP | D10
NWFGNKM | 2" x 03 Galv Nipple | GALV | 7.85 | WIP | D10
NWFGNKP | 2" x 04 Galv Nipple | GALV | 9.53 | WIP | D10
NWFGNKU | 2" x 06 Galv Nipple | GALV | 14.17 | WIP | D10
NWFGNMS | 3 x 05 Galv Nipple | GALV | 38.77 | WIP | D10
NWFGNPPCL | 4" x 04 Galv Nipple | GALV | 44.67 | WIP | D10
NWFGPD | 1/2" Galv Plug | GALV | 2.6 | WIP | D11
NWFGPF | 3/4" Galv Plug | GALV | 2.6 | WIP | D11
NWFGPG | 1" Galv Plug | GALV | 3.81 | WIP | D11
NWFGPK | 2" Galv Plug | GALV | 7.32 | WIP | D11
NWFGR9MK | 3 x 2" Galv 90 Reducer | GALV | 93.69 | WIP | D5
NWFGRCGB | 1" x 1/4" Galv Reducer | GALV | 8.8 | WIP | D5
NWFGRCGC | 1" x 3/8 Galv Reducer | GALV | 6.03 | WIP | D5
NWFGRCGD | 1" x 1/2" Galv Reducer | GALV | 6.2 | WIP | D5
NWFGRCGF | 1" x 3/4" Galv Reducer | GALV | 5.75 | WIP | D5
NWFGRCHD | 1-1/4" x 1/2" Galv Reducer | GALV | 10.29 | WIP | D5
NWFGRCHF | 1-1/4" x 3/4" Galv Reducer | GALV | 8.01 | WIP | D5
NWFGRCHG | 1-1/4" x 1" Galv Reducer | GALV | 7.86 | WIP | D5
NWFGRCJF | 1-1/2" x 3/4" Galv Reducer | GALV | 10.33 | WIP | D5
NWFGRCJG | 1-1/2" x 1" Galv Reducer | GALV | 10.33 | WIP | D5
NWFGRCKG | 2" x 1" Galv Reducer | GALV | 14.1 | WIP | D5
NWFGTD | 1/2" Galv Tee | GALV | 2.54 | WIP | D7
NWFGTF | 3/4" Galv Tee | GALV | 4.18 | WIP | D7
NWFGTFDF | 3/4" x 1/2" x 3/4" Galv Tee | GALV | 6.63 | WIP | D7
NWFGTG | 1" Galv Tee | GALV | 11.29 | WIP | D7
NWFGTGGD | 1" x 1" x 1/2" Galv Tee | GALV | 8.16 | WIP | D7
NWFGTJJD | 1-1/2" x 1-1/2" x 1/2" Galv Tee | GALV | 16.53 | WIP | D7
NWFGTJJH | 1-1/2" x 1-1/2" x 1-1/4" Galv Tee | GALV | 19.59 | WIP | D7
NWFGTKJJ | 2" x 1-1/2" x 1-1/2" Galv Tee | GALV | 27.91 | WIP | D7
NWFGTKKD | 2" x 2" x 1/2" Galv Tee | GALV | 25.45 | WIP | D7
NWFGTKKG | 2" x 2" x 1" Galv Tee | GALV | 22.41 | WIP | D7
NWFGUD | 1/2" Galv Union | GALV | 9.69 | WIP | D11
NWFGUF | 3/4" Galv Union | GALV | 9.69 | WIP | D11
NWFGUK | 2" Galv Union | GALV | 45.34 | WIP | D11
NWFL01409NGE0 | 1-1/2" Galv Vic - Rigid | GALV | 5.61 | WIP | N/A
NWFL02009NGE0 | 2" Galv Vic - Rigid | GALV | 6.18 | WIP | N/A
NWFL02409NGE0 | 2-1/2" Galv Vic - Rigid | GALV | 7.22 | WIP | N/A
NWFL04009NGE0 | 4" Galv Vic - Rigid | GALV | 20.319 | WIP | N/A
NWG150UD | 1/2" Galv LF Union | GALV | 10.156 | WIP | D11
NWG4GD | 1" x 1/2" Galv 45 | GALV | 16.19 | WIP | D5
NWG4GH | 1-1/4" Galv 45 | GALV | 7.94 | WIP | D5
NWG4H | 1-1/4" Galv 45 | GALV | 13.17 | WIP | D5
NWG9B | 1/4" Galv 90 | GALV | 2.7 | WIP | D8
NWG9GD | 1" x 1/2" Galv 90 | GALV | 6.12 | WIP | D8
NWGBDB | 1" x 1/4" Galv Bushing | GALV | 7.06 | WIP | D8
NWGBFD | 3/4" x 1/2" Galv Bushing | GALV | 2.31 | WIP | D8
NWGCAPJ | 1-1/2" Galv Cap | GALV | 8.86 | WIP | C4
NWGCAPL | 2-1/2" Galv Cap | GALV | 35.66 | WIP | C4
NWGCAPM | 3" Galv Cap | GALV | 43.19 | WIP | C4
NWGCAPP | 4" Galv Cap | GALV | 85.78 | WIP | C4
NWGCD | 1/2" Galv Coupling | GALV | 3.15 | WIP | D4
NWGCF | 3/4" Galv Coupling | GALV | 3.15 | WIP | D4
NWGCH | 1-1/4" Galv Coupling | GALV | 10.66 | WIP | C5
NWGCJ | 1-1/2" Galv Coupling | GALV | 12.16 | WIP | C5
NWGCRD | 1/2" Galv Cross | GALV | 16 | WIP | D
NWGNBCL | 1/4" Galv Nipple (close) | GALV | 1.65 | WIP | D10
NWGNBJ | 1/4" x 01-1/2" Galv Nipple | GALV | 1.93 | WIP | D10
NWGNBK | 1/4" x 02" Galv Nipple | GALV | 4.831 | WIP | D10
NWGNBL | 1/4" x 02-1/2" Galv Nipple | GALV | 6.286 | WIP | D10
NWGNBM | 1/4" x 03 Galv Nipple | GALV | 4.7 | WIP | D10
NWGNBN | 1/4" x 03-1/2" Galv Nipple | GALV | 7.537 | WIP | D10
NWGNBP | 1/4" x 04 Galv Nipple | GALV | 5.67 | WIP | D10
NWGNBR | 1/4" x 04-1/2" Galv Nipple | GALV | 10.243 | WIP | D10
NWGNBS | 1/4" x 05" Galv Nipple | GALV | 10.243 | WIP | D10
NWGNBT | 1/4" x 05-1/2" Galv Nipple | GALV | 8.63 | WIP | D10
NWGND10 | 1/2" x 10 Galv Nipple | GALV | 8.27 | WIP | D10
NWGND12 | 1/2" x 12" Galv Nipple | GALV | 13.483 | WIP | D10
NWGNDCL | 1/2" Galv Nipple (close) | GALV | 1.4943 | WIP | D10
NWGNDJ | 1/2" x 1-1/2" Galv Nipple | GALV | 2.859 | WIP | D10
NWGNDK | 1/2" x 02 Galv Nipple | GALV | 1.99 | WIP | D10
NWGNDL | 1/2" x 02-1/2" Galv Nipple | GALV | 1.4943 | WIP | D10
NWGNDM | 1/2" x 03 Galv Nipple | GALV | 2.38 | WIP | D10
NWGNDN | 1/2" x 03-1/2" Galv Nipple | GALV | 4.156 | WIP | D10
NWGNDP | 1/2" x 04 Galv Nipple | GALV | 2.91 | WIP | D10
NWGNDR | 1/2" x 04-1/2" Galv Nipple | GALV | 5.018 | WIP | D10
NWGNDS | 1/2" x 05 Galv Nipple | GALV | 5.018 | WIP | D10
NWGNDT | 1/2" x 05-1/2" Galv Nipple | GALV | 5.67 | WIP | D10
NWGNDU | 1/2" x 06 Galv Nipple | GALV | 6.766 | WIP | D10
NWGNFCL | 3/4" Galv Nipple (close) | GALV | 3.342 | WIP | D10
NWGNFJ | 3/4" x 01-1/2" Galv Nipple | GALV | 3.55 | WIP | D10
NWGNFK | 3/4" x 02 Galv Nipple | GALV | 1.92 | WIP | D10
NWGNFL | 3/4" x 02-1/2" Galv Nipple | GALV | 3.991 | WIP | D10
NWGNFM | 3/4" x 03 Galv Nipple | GALV | 3.991 | WIP | D10
NWGNFN | 3/4" x 03-1/2" Galv Nipple | GALV | 5.177 | WIP | D10
NWGNFP | 3/4" x 04 Galv Nipple | GALV | 5.177 | WIP | D10
NWGNFR | 3/4" x 04-1/2" Galv Nipple | GALV | 6.153 | WIP | D10
NWGNFS | 3/4" x 05 Galv Nipple | GALV | 6.153 | WIP | D10
NWGNFT | 3/4" x 05-1/2" Galv Nipple | GALV | 7.343 | WIP | D10
NWGNFU | 3/4" x 06 Galv Nipple | GALV | 7.343 | WIP | D10
NWGNFX | 3/4" x 08 Galv Nipple | GALV | 12.733 | WIP | D10
NWGNGK | 1" x 02 Galv Nipple | GALV | 2.32 | WIP | D10
NWGNGM | 1" x 03 Galv Nipple | GALV | 5.769 | WIP | D10
NWGNGN | 1" x 03-1/2" Galv Nipple | GALV | 6.967 | WIP | D10
NWGNGU | 1" x 06 Galv Nipple | GALV | 9.654 | WIP | D10
NWGNHP | 1-1/4" x 04 Galv Nipple | GALV | 5.94 | WIP | D10
NWGNJX | 1-1/2" x 08 Galv Nipple | GALV | 22.72 | WIP | D10
NWGNKL | 2" x 2-1/2" Galv Nipple | GALV | 7.86 | WIP | D10
NWGNLS | 2-1/2" x 05 Galv Nipple | GALV | 27.97 | WIP | D10
NWGNMP | 3 x 04 Galv Nipple | GALV | 33.29 | WIP | D10
NWGPB | 1/4" Galv Plug | GALV | 0.26 | WIP | D11
NWGPH | 1-1/4" Galv Plug | GALV | 6.61 | WIP | D11
NWGPJ | 1-1/2" Galv Plug | GALV | 8.93 | WIP | D11
NWGRCDB | 1/2" x 1/4" Galv Reducer | GALV | 5.13 | WIP | D5
NWGRCDC | 1/2" x 3/8 Galv Reducer | GALV | 3.15 | WIP | D5
NWGRCFB | 3/4" x 1/4" Galv Reducer | GALV | 6.48 | WIP | D5
NWGRCFD | 3/4" x 1/2" Galv Reducer | GALV | 5.7 | WIP | D5
NWGRCKH | 2" x 1-1/4" Galv Reducer | GALV | 18.76 | WIP | D5
NWGRCPK | 4 x 2" Galv Reducer | GALV | 157.72 | WIP | D5
NWGTDDB | 1/2" x 1/2" x 1/4" Galv Tee | GALV | 5.2 | WIP | D7
NWGTFFD | 3/4" x 3/4" x 1/2" Galv Tee | GALV | 8.91 | WIP | D7
NWGTHHD | 1-1/4" x 1-1/4" x 1/2" Galv Tee | GALV | 18.67 | WIP | D7
NWGTHHG | 1-1/4" x 1-1/4" x 1" Galv Tee | GALV | 17.64 | WIP | D7
NWGTK | 2" Galv Tee | GALV | 31.71 | WIP | D7
NWGTKJH | 2" x 1-1/2" x 1-1/4" Galv Tee | GALV | 28.45 | WIP | D7
NWIGNBU | 1/4" x 06" Galv Nipple | GALV | 8.634 | WIP | D10
NWL012005G | 1-1/4" Galv Grv Coup. | GALV | 11.68 | WIP | D
NWL01209NGE0 | 1-1/4" Galv Vic - Rigid | GALV | 9.45 | WIP | N/A
NWL024005GE0 | 2-1/2" Galv Grv Coup. | GALV | 11.68 | WIP | D
NWVL040005GE0 | 4" vic005 Galv Grv Coup Rigid | GALV | 26.033 | WIP | N/A
NW1157000 | Air Gauge - NWFS | GAUG | 10.25 | WIP | N/A
NW1158000 | Water Gauge - NWFS | GAUG | 10.25 | WIP | N/A
NW48706 | Mini Gauge 160 psi | GAUG | 0 | WIP | N/A
NW50104110 | Liquid Filled Gauge -30/+300psi, 4" | GAUG | 95.34 | WIP | N/A
NW52029620 | Liquid Filled Gauge 300psi, 2.5" | GAUG | 23.5 | WIP | N/A
NW9699142 | Liquid Filled Gauge 300psi, 4" | GAUG | 95.8 | WIP | N/A
NW9699168 | Liquid Filled Gauge 600psi, 4" | GAUG | 92.33 | WIP | N/A
NW9767061 | Liquid Filled Gauge 100psi, 2.5" | GAUG | 0 | WIP | N/A
NW9767118 | Liquid Filled Gauge 600psi, 2.5" | GAUG | 0 | WIP | N/A
NWBSB10015RC | Mini Gauge 100 psi | GAUG | 6.9686 | WIP | N/A
NWCDS4P007D | 1.5" 100PSI DRY AIR GAUGE | GAUG | 7.1086 | WIP | N/A
NWRES1157000 | Water Gauge - NWFS Residential | GAUG | 10.25 | WIP | N/A
NWVAIRSF | Air Gauge - Generic | GAUG | 8.0864 | WIP | N/A
NWVWATERSF | Water Gauge - Generic 300 PSI | GAUG | 8.0864 | WIP | N/A
G78FPP | 4" Grv Check Valve | GRV | 109.81 | WIP | D2
NW012004P | 1-1/4" Vic75/004 Flex Grv Coupling | GRV | 6.64 | WIP | C5
NW012010G | 1-1/4" Galv Grv 90 | GRV | 17.756 | WIP | D8
NW014002P | 1-1/2" Vic002 Grv Tee | GRV | 11.016 | WIP | G15
NW020035P | 2" Vic35 Grv Cross | GRV | 146.617 | WIP | G8
NW024717PE0 | 2-1/2" Vic717 Grv Check Valve | GRV | 183.54 | WIP | D2
NW030012P | 3" Vic12" Grv 22.5 Elbow | GRV | 69.36 | WIP | G14
NW030717P | 3" Vic717 Grv Check Valve | GRV | 155.68 | WIP | D2
NW034075P | 3-1/2" Vic75/004 Flex Grv Coupling | GRV | 75.116 | WIP | C7
NW040002P | 4" Vic002 Grv Tee | GRV | 39.585 | WIP | G15
NW040717PE0 | 4" Vic717 Grv Check Valve | GRV | 255.588 | WIP | D2
NW060003P | 6" Vic003 Grv 45 | GRV | 45.48 | WIP | G10
NW060717P | 6" Vic717 Grv Check Valve | GRV | 402.22 | WIP | D2
NW080002P | 8" Vic002 Grv Tee | GRV | 221.498 | WIP | G13
NW149007 | 3" Flange Kit | GRV | 9.61 | WIP | G20
NW149008 | 4" Flange Kit | GRV | 15.291 | WIP | G20
NW149009 | 6" Flange Kit | GRV | 27.919 | WIP | G20
NW149010 | 8" Flange Kit | GRV | 30.149 | WIP | G20
NW65DC3020 | 2" x 1" Fig 65DC Grv Drain Cap | GRV | 17.426 | WIP | C4
NW65DC3030 | 3" Fig 65DC Grv Drain Cap | GRV | 20.45 | WIP | C4
NW65DC3040 | 4" Fig 65DC Grv Drain Cap | GRV | 21.47 | WIP | C4
NW65DC3060 | 6" Fig 65DC Grv Drain Cap | GRV | 34.95 | WIP | C4
NW65DE3020 | 2" x 1" Fig 65DE Grv Drain 90 | GRV | 40.68 | WIP | G19
NW65DE3024 | 2-1/2" x 1" Fig 65DE Grv Drain 90 | GRV | 68.75 | WIP | G19
NW65DE3060 | 6 x 1" Fig 65DE Grv Drain 90 | GRV | 132.226 | WIP | G17
NWB29922P | 1-1/2" x 1" Vic922 Thr Mech Tee | GRV | 5.236 | WIP | C10
NWB57922Y | 2" x 1/2" Vic922 Thr Mech Tee | GRV | 4.095 | WIP | C11
NWB59067P | 2" x 3/4" Vic67 Grv x Thr 90 | GRV | 13.485 | WIP | G19
NWB64050P | 2" x 1-1/4" Vic50 Grv Conc Red | GRV | 68.262 | WIP | z
NWC43050P | 3" x 2" Vic50 Grv Conc Red | GRV | 55.601 | WIP | z
NWCB02922Y | 1-1/4" x 1/2" Vic922 Thr Mech Tee | GRV | 3.31 | WIP | C10
NWCB05922Y | 1-1/4" x 1" Vic922 Thr Mech Tee | GRV | 5.236 | WIP | C10
NWCB26922Y | 1-1/2" x 1/2" Vic922 Thr Mech Tee | GRV | 3.32 | WIP | C10
NWCB29922Y | 1-1/2" x 1" Vic922 Thr Mech Tee | GRV | 12.44 | WIP | C10
NWCB59922Y | 2" x 3/4" Vic922 Thr Mech Tee | GRV | 4.485 | WIP | C11
NWCB60922P | 1" Vic922 Thr Mech Tee | GRV | 7.18 | WIP | C10
NWCB60922Y | 2" x 1" Vic922 Thr Mech Tee | GRV | 3.64 | WIP | C11
NWCB6092NP | 2" x 1" Vic920 Thr Mech Tee | GRV | 16.81 | WIP | C12
NWCB6492NP | 2" x 1-1/4" Vic920 Thr Mech Tee | GRV | 19.36 | WIP | C12
NWCB6792NP | 2" x 1-1/2" Vic920 Thr Mech Tee | GRV | 19.36 | WIP | C12
NWCB94922Y | 2-1/2" x 1/2" Vic922 Thr Mech Tee | GRV | 3.9 | WIP | C11
NWCB97922Y | 2-1/2" x 3/4" Vic922 Thr Mech Tee | GRV | 3.9 | WIP | C11
NWCC00922Y | 2-1/2" x 1" Vic922 Thr Mech Tee | GRV | 3.9 | WIP | C11
NWCC0092NP | 2-1/2" x 1" Vic920 Thr Mech Tee | GRV | 16.81 | WIP | C12
NWCC0192NP | 2" x 1-1/4" Vic920 Thr Mech Tee | GRV | 23.56 | WIP | C12
NWCC0392NP | 2" x 1-1/2" Vic920 Thr Mech Tee | GRV | 23.56 | WIP | C12
NWCC3892NP | 3 x 1" Vic920 Thr Mech Tee | GRV | 29.55 | WIP | C12
NWCC3992NP | 3 x 1-1/4" Vic920 Thr Mech Tee | GRV | 24.31 | WIP | C12
NWCC4092NP | 3 x 1-1/2" Vic920 Thr Mech Tee | GRV | 24.31 | WIP | C12
NWCC4392NP | 3 x 2" Vic920 Thr Mech Tee | GRV | 28.06 | WIP | C12
NWCC4392NPE7 | 3 x 2" Vic920 Grv Mech Tee | GRV | 42.53 | WIP | C12
NWCD2292NP | 4 x 1" Vic920 Thr Mech Tee | GRV | 34.65 | WIP | C12
NWCD2492NP | 4 x 1-1/4" Vic920 Thr Mech Tee | GRV | 28.36 | WIP | C12
NWCD2592NP | 4 x 1-1/2" Vic920 Thr Mech Tee | GRV | 29.49 | WIP | C12
NWCD2992NP | 4 x 2" Vic920 Grv Mech Tee | GRV | 35.7 | WIP | C12
NWCD2992NPT | 4 x 2" Vic920 Thr Mech Tee | GRV | 35.7 | WIP | C12
NWCD35920P | 4 x 2-1/2" Vic920 Thr Mech Tee | GRV | 37.2 | WIP | C12
NWCD35920PG | 4 x 2-1/2" Vic920 Grv Mech Tee | GRV | 46.58 | WIP | C12
NWCE00920P | 5 x 1-1/2" Vic920 Thr Mech Tee | GRV | 43.425 | WIP | C12
NWCE02920P | 5 x 2" Vic920 Thr Mech Tee | GRV | 43.425 | WIP | C12
NWCE05920P | 5 x 2-1/2" Vic920 Grv Mech Tee | GRV | 49.95 | WIP | C12
NWCE5692NP | 6 x 1-1/4" Vic920 Grv Mech Tee | GRV | 44.55 | WIP | C12
NWCE5892NP | 6 x 1-1/2" Vic920 Thr Redu Mech Tee | GRV | 36.82 | WIP | C12
NWCE5892NPG | 6 x 1-1/2" Vic920 Grv Mech Tee | GRV | 44.55 | WIP | C12
NWCE6192NP | 6 x 2" Vic920 Thr Mech Tee | GRV | 44.55 | WIP | C12
NWCE65920P | 6 x 2-1/2" Vic920 Grv Mech Tee | GRV | 40.27 | WIP | C12
NWCE71920P | 6 x 3 Vic920 Thr Mech Tee | GRV | 42.1 | WIP | C12
NWCE79920P | 6 x 4 Vic920 Grv Mech Tee | GRV | 49.35 | WIP | C12
NWCF30920P | 8 x 2" Vic920 Thr Mech Tee | GRV | 64.16 | WIP | C12
NWCF32920P | 8" x 2-1/2" Vic920 Grv Mech Tee | GRV | 58.359 | WIP | C12
NWCF38920P | 8 x 4 Vic920 Grv Mech Tee | GRV | 73.5 | WIP | C12
NWF010101P | 1" Vic101 IGS Grv 90 | GRV | 6.78 | WIP | G12
NWF010102P | 1" Vic102 IGS Tee | GRV | 8.22 | WIP | G12
NWF010145P | 1" Vic145 Grv 90 | GRV | 3.27 | WIP | G10
NWF012006P | 1-1/4" Vic006 Grv Cap | GRV | 3.03 | WIP | C4
NWF012010P | 1-1/4" Vic10 Grv 90 | GRV | 7.56 | WIP | G12
NWF012011P | 1-1/4" Vic11" Grv 45 | GRV | 12.17 | WIP | G10
NWF012012P0C | 1-1/4" Vic12" Grv 22.5 Elbow | GRV | 48.26 | WIP | G14
NWF012020P | 1-1/4" Vic20 Grv Tee | GRV | 18.6 | WIP | G15
NWF014001P00 | 1-1/2" Vic001 Grv 90 | GRV | 7.987 | WIP | G12
NWF014006P | 1-1/2" Vic006 Grv Cap | GRV | 3.22 | WIP | C4
NWF014011P | 1-1/2" Vic11" Grv 45 | GRV | 12.17 | WIP | G10
NWF014013P0C | 1-1/2" Vic12" Grv 22.5 Elbow | GRV | 51.01 | WIP | G14
NWF014020 | 1-1/2" Vic20 Grv Tee | GRV | 18.6 | WIP | G15
NWF014035P | 1-1/2" Vic35 Grv Cross | GRV | 211.94 | WIP | L7
NWF014101PE0 | 1-1/2" Vic101 IGS Grv 90 | GRV | 24.08 | WIP | G12
NWF020001P | 2" Vic001 Grv 90 | GRV | 11.04 | WIP | G19
NWF020002P | 2" Vic002 Grv Tee | GRV | 14.7 | WIP | G15
NWF020003P | 2" Vic003 Grv 45 | GRV | 7.39 | WIP | G10
NWF020006P | 2" Vic006 Grv Cap | GRV | 3.82 | WIP | C4
NWF020010P | 2" Vic10 Grv 90 | GRV | 14.705 | WIP | G19
NWF020020P | 2" Vic20 Grv Tee | GRV | 17.68 | WIP | G15
NWF024001P | 2-1/2" Vic001 Grv 90 | GRV | 12.915 | WIP | G19
NWF024002P | 2-1/2" Vic002 Grv Tee | GRV | 10.92 | WIP | G15
NWF024006P | 2-1/2" Vic006 Grv Cap | GRV | 4.42 | WIP | C4
NWF024010GDR | 2-1/2" Galv Grv 90 | GRV | 41.64 | WIP | D8
NWF024010P | 2-1/2" Vic10 Grv 90 | GRV | 34.22 | WIP | G19
NWF024020G | 2-1/2" Galv Grv Tee | GRV | 88.81 | WIP | D7
NWF024020P | 2-1/2" Vic20 Grv Tee | GRV | 29.08 | WIP | G15
NWF024035P00 | 2-1/2" Vic35 Grv Cross | GRV | 146.62 | WIP | G8
NWF030001P | 3" Vic001 Grv 90 | GRV | 15.514 | WIP | G18
NWF030002P | 3" Vic002 Grv Tee | GRV | 16.05 | WIP | G15
NWF030003P | 3" Vic003 Grv 45 | GRV | 11.659 | WIP | G10
NWF030006P | 3" Vic006 Grv Cap | GRV | 5.24 | WIP | C4
NWF030010P | 3" Vic10 Grv 90 | GRV | 23.9 | WIP | G18
NWF030020P | 3" Vic20 Grv Tee | GRV | 38.35 | WIP | G15
NWF040001G | 4" Vic001 Galv Grv 90 | GRV | 22.86 | WIP | D8
NWF040001P | 4" Vic001 Grv 90 | GRV | 13.74 | WIP | G18
NWF040006P | 4" Vic006 Grv Cap | GRV | 12.393 | WIP | C4
NWF040010P | 4" Vic10 Grv 90 | GRV | 34.65 | WIP | G18
NWF040011P | 4" Vic11" Grv 45 | GRV | 120.56 | WIP | G10
NWF040012P | 4" Vic12" Grv 22.5 Elbow | GRV | 91.01 | WIP | G14
NWF040013P | 4" Vic13 Grv 11-1/4 | GRV | 84.22 | WIP | G14
NWF050006P | 5" Vic006 Grv Cap | GRV | 16.05 | WIP | C4
NWF050010P | 5" Vic10 Grv 90 | GRV | 200.19 | WIP | G17
NWF060001P | 6" Vic001 Grv 90 | GRV | 56.87 | WIP | G17
NWF060002P | 6" Vic002 Grv Tee | GRV | 91.249 | WIP | G13
NWF060006P | 6" Vic006 Grv Cap | GRV | 16.88 | WIP | C4
NWF060010P | 6" Vic10 Grv 90 | GRV | 39.79 | WIP | G17
NWF060020P | 6" Vic20 Grv Tee | GRV | 63.94 | WIP | G13
NWF080006P | 8" Vic006 Grv Cap | GRV | 32.02 | WIP | C4
NWF080010P | 8" Vic001 Grv 90 | GRV | 186.41 | WIP | G17
NWFA87143B | 1" x 03 Vic143 IGS Grv Nipple | GRV | 1.53 | WIP | N/A
NWFA89143B | 1" x 04 Vic143 IGS Grv Nipple | GRV | 1.96 | WIP | N/A
NWFB02067P | 1-1/4" x 1/2" Vic67 Grv x Thr 90 | GRV | 12.7 | WIP | G12
NWFB26067P | 1-1/2" x 1/2" Vic67 Grv x Fnpt 90 | GRV | 10.41 | WIP | G12
NWFB29067P | 1-1/2" x 1" Vic67 Grv x Npt 90 | GRV | 16.88 | WIP | G12
NWFB31050P | 1-1/2" x 1-1/4" Vic50 Grv Con Red | GRV | 51.74 | WIP | N/A
NWFB57067P | 2" x 1/2" Vic67 Grv x Npt 90 | GRV | 11.06 | WIP | G19
NWFB60067P | 2" x 1" Vic67 Grv x Fnpt 90 | GRV | 11.72 | WIP | G19
NWFC000679 | 2-1/2" x 1" Vic67 Grv 90 | GRV | 14.741 | WIP | G19
NWFC03050P | 2-1/2" x 1-1/2" Vic50 Grv Con Red | GRV | 51.74 | WIP | N/A
NWFD29050P | 4" x 2" Vic50 Grv Conc Red | GRV | 73.58 | WIP | z
NWFD35050P | 4" x 2-1/2" Vic50 Grv Conc Red | GRV | 74.86 | WIP | z
NWFD44050P | 4" x 3" Vic50 Grv Conc Red | GRV | 79.089 | WIP | N/A
NWFE16050P00 | 5" x 4" Vic50 Grv Conc Red | GRV | 48.295 | WIP | z
NWFE65050P | 6" x 2-1/2" Vic50 Grv Conc Red | GRV | 151.57 | WIP | z
NWFE71050P | 6" x 3" Vic50 Grv Conc Red | GRV | 47.152 | WIP | N/A
NWFE79050P | 6" x 4" Vic50 Grv Conc Red | GRV | 133.772 | WIP | N/A
NWFF040003P | 4" Vic003 Grv 45 | GRV | 16.616 | WIP | G10
NWFL01143B | 1" x 02 Vic143 IGS Grv Nipple | GRV | 0.98 | WIP | N/A
NWGB29922P | VIC 1-1/2 x 1" 922 Grvd Mech T | GRV | 6.96 | WIP | N/A
NWGC0392NP | 2-1/2" x 1-1/2" Vic920 GrvReduMechT | GRV | 23.55 | WIP | G10
NWGC3992NP | 3 x 1-1/4" Vic920 Grv Redu Mech Tee | GRV | 24.3 | WIP | C12
NWGCB6092NP | 2-1/2" x 1" Vic920 Grv Redu Mech Te | GRV | 21.08 | WIP | C12
NWGCB6492NP | 2" x 1-1/4" Vic920 Grv Redu Mech Te | GRV | 19.36 | WIP | C12
NWGCB6792NP | 2" x 1-1/2" Vic920 Grv Redu Mech Te | GRV | 19.36 | WIP | C12
NWGCC0192NP | 2-1/2" x 1-1/4" Vic920 GrvReduMechT | GRV | 23.56 | WIP | G10
NWGCD2592NP | 4 x 1-1/2" Vic920 Grv Redu Mech Tee | GRV | 29.49 | WIP | C12
NWGCD44920P | 4 x 3 Vic920 Grv Redu Mech Tee | GRV | 32.72 | WIP | C12
NWGE6192NP | 6 x 2" Vic920 Grv Mech Tee | GRV | 36.85 | WIP | C12
NWGF30920P | 8" x 2" Vic920 Grv Redu Mech Tee | GRV | 64.16 | WIP | C12
NWGRFBFX | 8" Blind Flange | GRV | 98.905 | WIP | N/A
NWIBFFK | 2" Floor Flange | GRV | 10.948 | WIP | N/A
NWK0407510PR | 4" Gasket repair kit style 751 | GRV | 50.97 | WIP | N/A
NWL010075P | 1" Vic75/004 Flex Grv Coupling | GRV | 22.9 | WIP | C5
NWL010108P | 1" Vic108 Grv Coupling | GRV | 5 | WIP | C5
NWL012005P | 1-1/4" Vic005 Rigid Grv Coupling | GRV | 10.458 | WIP | C5
NWL01209NP | 1-1/4" Vic009 Rigid Grv Coupling | GRV | 7.09 | WIP | C5
NWL014005P | 1-1/2" Vic005 Rigid Grv Coupling | GRV | 6.36 | WIP | C5
NWL014075P | 1-1/2" Vic75/004 Flex Grv Coupling | GRV | 6.44 | WIP | C5
NWL01409NP | 1-1/2" Vic009 Rigid Grv Coupling | GRV | 6.754 | WIP | C5
NWL014109P | 1-1/2" Vic109 Rigid Grv Coupling | GRV | 7.23 | WIP | C5
NWL020005P | 2" Vic005 Rigid Grv Coupling | GRV | 11.882 | WIP | C6
NWL020075P | 2" Vic75/004 Flex Grv Coupling | GRV | 6.72 | WIP | C6
NWL02009NP | 2" Vic009 Rigid Grv Coupling | GRV | 9.438 | WIP | C6
NWL020109P | 2" Vic109 Rigid Grv Coupling | GRV | 7.527 | WIP | C6
NWL024005P | 2-1/2" Vic005 Rigid Grv Coupling | GRV | 11.72 | WIP | C6
NWL024075P | 2-1/2" Vic75/004 Flex Grv Coupling | GRV | 12.56 | WIP | C6
NWL02409NP | 2-1/2" Vic009 Rigid Grv Coupling | GRV | 10.8 | WIP | C6
NWL024109P | 2-1/2" Vic109 Rigid Grv Coupling | GRV | 7.293 | WIP | C6
NWL030005P | 3" Vic005 Rigid Grv Coupling | GRV | 9.16 | WIP | C7
NWL030075P | 3" Vic75/004 Flex Grv Coupling | GRV | 15.152 | WIP | C7
NWL03009NP | 3" Vic009 Rigid Grv Coupling | GRV | 12.207 | WIP | C7
NWL040005P | 4" Vic005 Rigid Grv Coupling | GRV | 21.761 | WIP | C8
NWL040075P | 4" Vic75/004 Flex Grv Coupling | GRV | 21.203 | WIP | C8
NWL04009NP | 4" Vic009 Rigid Grv Coupling | GRV | 17.004 | WIP | C8
NWL040741P | 4" Flange Adapter vic744 | GRV | 90.45 | WIP | G16
NWL050005P | 5" Vic005 Rigid Grv Coupling | GRV | 15.56 | WIP | C8
NWL050075P | 5" Vic75/004 Flex Grv Coupling | GRV | 94.95 | WIP | C8
NWL05009NP | 5" Vic009 Rigid Grv Coupling | GRV | 19.387 | WIP | C8
NWL060005P | 6" Vic005 Rigid Grv Coupling | GRV | 18.68 | WIP | C8
NWL060075P | 6" Vic75/004 Flex Grv Coupling | GRV | 28.76 | WIP | C8
NWL06009NP | 6" Vic009 Rigid Grv Coupling | GRV | 26.676 | WIP | C8
NWL060741P | 6" Flange Adapter vic744 | GRV | 157.6 | WIP | G16
NWL080005P | 8" Vic005 Rigid Grv Coupling | GRV | 31.24 | WIP | C9
NWL080075P | 8" Vic75/004 Flex Grv Coupling | GRV | 31.52 | WIP | C9
NWL08009NP | 8" Vic009 Rigid Grv Coupling | GRV | 44.46 | WIP | C9
NWL080741P | 8" Flange Adapter vic744 | GRV | 197.7 | WIP | G16
NWLB60072P | 2" x 1" Vic72" Redu Outlet Coupling | GRV | 110.29 | WIP | C6
NWLB67750P | 2" x 1-1/2" Vic750 Grv Redu Coup | GRV | 33.18 | WIP | G10
NWLC00072P | 2-1/2" x 1" Vic72" Redu Outlet Coup | GRV | 169.37 | WIP | G10
NWLC07750P | 2-1/2" x 2" Vic750 Grv Redu Coup | GRV | 42.64 | WIP | G10
NWLC38072P | 3 x 1" Vic72" Redu Outlet Coupling | GRV | 216.03 | WIP | C7
NWLC43750P | 3" x 2" Vic750 Grv Redu Coup | GRV | 48.43 | WIP | G10
NWLC43750PE0 | 3" x 2" Vic750 Grv Redu Coup | GRV | 38.48 | WIP | G10
NWLC49750P | 3" x 2-1/2" Vic750 Grv Redu Coup | GRV | 48.43 | WIP | G10
NWLD22072M | 4 x 1" Vic72" Redu Outlet Coup Male | GRV | 238.76 | WIP | G10
NWLD22072P | 4 x 1" Vic72" Redu Outlet Coupling | GRV | 238.76 | WIP | C8
NWLD29750P | 4" x 2" Vic750 Grv Redu Coup | GRV | 76.49 | WIP | G10
NWLD35750P | 4" x 2-1/2" Vic750 Grv Redu Coup | GRV | 68.56 | WIP | G10
NWLD44750P | 4" x 3" Vic750 Grv Redu Coup | GRV | 64.41 | WIP | G10
NWLE16750GE0 | 5" x 4" Vic750 Grv Redu Coup Galv | GRV | 35.88 | WIP | G10
NWLE16750PE0 | 5" x 4" Vic750 Grv Redu Coup | GRV | 35.88 | WIP | G10
NWLE79750P | 6" x 4" Vic750 Grv Redu Coup | GRV | 84.96 | WIP | G10
NWLE90750P | 6" x 5" Vic750 Grv Redu Coup | GRV | 113.82 | WIP | G10
NWLF47750P | 8" x 6" Vic750 Grv Redu Coup | GRV | 191.44 | WIP | G10
NWNBGZ1RF8H | 1-1/4" Flange Kit | GRV | 8.3 | WIP | G20
NWNWCF32920P | 6 x 2-1/2" Vic920 Thr Mech Tee | GRV | 77.62 | WIP | C12
NWS65DC3024 | 2-1/2" x 1" Fig 65DC Grv Drain Cap | GRV | 22.08 | WIP | C4
NWS65DE3024 | 3 x 1" Grv Drain 90 | GRV | 45.7 | WIP | G18
NWS65DE3040 | 4 x 1" Grv Drain 90 | GRV | 84.3 | WIP | G18
NWTK9015 | 1" x 1-1/2" Schedule 10 Grv Drain C | GRV | 14.34 | WIP | K5
NWVF014010 | 1-1/2" Vic10 Grv 90 | GRV | 11.245 | WIP | G12
NWVF024003P | 2-1/2" Vic003 Grv 45 | GRV | 7.82 | WIP | G10
NWVFB05067P | 1-1/4" x 1" Vic67 Grv 90 | GRV | 11.718 | WIP | G12
NWVFC49050P00 | 3" x 2-1/2" Vic50 Grv Conc Red | GRV | 51.062 | WIP | z
NWVFF38050P | 8" x 4" Vic50 Grv Conc Red | GRV | 318.74 | WIP | z
NWVFF47050P | 8" x 6" Vic50 Grv Conc Red | GRV | 106.134 | WIP | N/A
NWVL030744PE0 | 3" Flange Adapter vic744 | GRV | 115.9 | WIP | G16
TEST | testing | GRV | 4.58 | WIP | N/A
7M99001910 | 3/4" 2-Hole Side Strap | HANG | 0.73 | WIP | K3
7M9901915 | 3/4" No Blocks | HANG | 0.73 | WIP | K3
NW200H3 | 200H 3 Ring | HANG | 15.23 | WIP | N/A
NW2115262 | Nail Plate 5x2 | HANG | 0.58 | WIP | N/A
NW25301801 | 1" CPVC No Block Hanger, #076 | HANG | 0.59 | WIP | K4
NW25301811 | 1" CPVC Double Offset Hanger #515 | HANG | 2.86 | WIP | K4
NW2530291 | Nail Plate 1-1/2" x 6 | HANG | 0.29 | WIP | K6
NW7005EP0125 | 1-1/4" Clevis Hanger | HANG | 3.81 | WIP | B10
NW7010Z0075 | 3/4" Hanger Rings | HANG | 0.25 | WIP | B4
NW7873Z0500 | 5" Uni Strut Strap | HANG | 9.61 | WIP | B8
NW7M99001905 | 3/4" 2-Hole Flat Strap | HANG | 0.68 | WIP | K3
NW7M99001906 | 1" 2-Hole Flat Strap, #070 | HANG | 0.72 | WIP | K4
NW7M99001907 | 1-1/4" 2-Hole Flat Strap | HANG | 0.77 | WIP | K6
NW7M99001908 | 1-1/2" 2-Hole Flat Strap | HANG | 0.82 | WIP | K8
NW7M99001909 | 2" 2-Hole Flat Strap | HANG | 0.91 | WIP | K7
NW7M99001911 | 1" 2-Hole Side Strap | HANG | 0.74 | WIP | K4
NW7M99001912 | 1-1/4" 2-Hole Side Strap | HANG | 0.78 | WIP | K6
NW7M99001913 | 1-1/2" 2-Hole Side Strap | HANG | 0.87 | WIP | K8
NW7M99001914 | 2" 2-Hole Side Strap | HANG | 0.93 | WIP | K7
NW7M99001917 | 1-1/4" No Blocks | HANG | 0.78 | WIP | K6
NW7M99001918 | 1-1/2" No Blocks | HANG | 0.87 | WIP | K8
NW7M99001919 | 2" No Blocks | HANG | 0.93 | WIP | K7
NWB29PGG | 1" Retro Double Offset Hanger | HANG | 1.596 | WIP | K4
NWE1150075EG | 3/4" Hanger Rings | HANG | 0.329 | WIP | B4
NWF1150100 | 1" Hanger Rings | HANG | 0.26 | WIP | B4
NWF1150125 | 1-1/4" Hanger Rings | HANG | 0.27 | WIP | B4
NWF1150150 | 1-1/2" Hanger Rings | HANG | 0.28 | WIP | B4
NWF1150200 | 2" Hanger Rings | HANG | 0.28 | WIP | B4
NWF1150250 | 2-1/2" Hanger Rings | HANG | 0.7 | WIP | B5
NWF1150300 | 3" Hanger Rings | HANG | 0.76 | WIP | B5
NWF1150400 | 4" Hanger Rings | HANG | 0.77 | WIP | B5
NWF1150600 | 6" Hanger Rings | HANG | 1.93 | WIP | B5
NWF1150800 | 8" Hanger Rings | HANG | 2.32 | WIP | B6
NWF3000037 | 3/8" Top Beam Clamp | HANG | 0.76 | WIP | B6
NWF3000050 | 1/2" Top Beam Clamp | HANG | 2.17 | WIP | B6
NWF3100037 | 3/8" Wide Mouth Top Beam Clamp | HANG | 1.67 | WIP | B6
NWFA160CD10 | 10" Retainer Strap | HANG | 1.09 | WIP | B9
NWFA160CD12 | 12" Retainer Strap | HANG | 1.21 | WIP | B9
NWFA160CD14 | 14" Retainer Strap | HANG | 1.27 | WIP | B9
NWFA160CDU | 6" Retainer Strap | HANG | 0.89 | WIP | B9
NWFA160CDX | 8" Retainer Strap | HANG | 0.92 | WIP | B9
NWFP451EGG | 1" Clevis Hanger | HANG | 3.25 | WIP | B10
NWFP451EGJ | 1-1/2" Clevis Hanger | HANG | 4.15 | WIP | B10
NWFP451EGK | 2" Clevis Hanger | HANG | 4.11 | WIP | B10
NWFP451EGM | 3" Clevis Hanger | HANG | 9.56 | WIP | B10
NWFP451EGN | 3-1/2" Clevis Hanger | HANG | 9.92 | WIP | B10
NWFP451EGP | 4" Clevis Hanger | HANG | 9.98 | WIP | B10
NWFRIGD0050 | 1/2" Uni Strut Strap | HANG | 0.88 | WIP | B7
NWFRIGD0075 | 3/4" Uni Strut Strap | HANG | 0.9 | WIP | B7
NWFRIGD0100 | 1" Uni Strut Strap | HANG | 1.745 | WIP | B7
NWFRIGD0125 | 1-1/4" Uni Strut Strap | HANG | 1.12 | WIP | B7
NWFRIGD0150 | 1-1/2" Uni Strut Strap | HANG | 1.46 | WIP | B8
NWFRIGD0200 | 2" Uni Strut Strap | HANG | 1.58 | WIP | B8
NWFRIGD0250 | 2-1/2" Uni Strut Strap | HANG | 1.66 | WIP | B8
NWFRIGD0300 | 3" Uni Strut Strap | HANG | 1.78 | WIP | B8
NWFRIGD0400 | 4" Uni Strut Strap | HANG | 2.34 | WIP | B8
NWFRIGD0600 | 6" Uni Strut Strap | HANG | 12.82 | WIP | B8
NWRIGD0800EG | 8" Uni Strut Strap | HANG | 7.59 | WIP | N/A
NWSR6 | Surge Clip | HANG | 0.99 | WIP | N/A
NW165004004 | 1/2 Side Beam Bracket | HARD | 8.525 | WIP | N/A
NW800957 | Vert Wood Sammy | HARD | 0.669 | WIP | N/A
NW8009925 | 2-1/2 in Vert. Wood Sammy | HARD | 0.721 | WIP | N/A
NW8010957 | 3 in Vert Wood Sammy | HARD | 0.704 | WIP | N/A
NW8021957 | Wood Hrz Sidewinder Sammy | HARD | 0.8887 | WIP | N/A
NW8046957 | 1-1/2 in Vert Steel Sammy | HARD | 0.8775 | WIP | G15
NW8150922 | 3/8 Vert Thr Rod Sammy | HARD | 3.127 | WIP | N/A
NW8153922 | 3/8in Vert Thrd Rod Expander | HARD | 3.1277 | WIP | N/A
NWFLWZ12 | 1/2 in Washer | HARD | 0.125 | WIP | N/A
NWFLWZ38 | 3/8 in Washer | HARD | 0.052 | WIP | N/A
NWHNG2Z12 | 1/2 Hex Nut | HARD | 0.1358 | WIP | N/A
NWHNG2Z38 | 3/8 Hex Nut | HARD | 0.06 | WIP | N/A
NW07862 | Viking F-2 Water Motor Alarm | MECH | 389.68 | WIP | N/A
NW14R113FC | 1/4 Mini Brass Regulator 125 PSI | MECH | 30.9 | WIP | N/A
NW216P-4 | -4NPT Male Hex Brass Union | MECH | 3.8368 | WIP | D10
NW523111001P | Tyco ACC-1 Dry Pipe Accelerator | MECH | 708.8 | WIP | N/A
NW523112010 | Tyco ACC-1 ACC Trim Unassembled | MECH | 274.458 | WIP | N/A
NW526302001P | Tyco Water Motor Gong | MECH | 360.82 | WIP | N/A
NW6302000300 | RELI Mech Sprinkler Alarm Mod.C | MECH | 308.6 | WIP | N/A
NW6KBSB | Brecco 6" 120v Residential Bell | MECH | 29.41 | WIP | N/A
NW6KMSB | Brecco 6" 24V Residential Bell | MECH | 29.41 | WIP | N/A
NW8KBSB | Brecco 8" 120v Residential Bell | MECH | 38.17 | WIP | N/A
NW923021416 | 4 Dry Pipe Valve Repair Part Kit | MECH | 448.06 | WIP | D2
NW923021617 | 6 Dry Pipe Rep Part Kit | MECH | 479.994 | WIP | N/A
NWA8382A | 4 in Riser Assembly w/ Test & Drain | MECH | 1200 | WIP | K5
NWACT | ACT 4,6 Accelerator Trim Kit, B2 | MECH | 302.86 | WIP | N/A
NWAE | Reliable B1 Accelerator | MECH | 736.51 | WIP | N/A
NWAMDA23 | RA Model A Air Maint Dev | MECH | 453.77 | WIP | N/A
NWAMDB | B air compressor controller | MECH | 486.28 | WIP | N/A
NWCOMPRSR | Jenny Air Compressor | MECH | 2015 | WIP | N/A
NWF5300A | Completed Drum Drip Assembly | MECH | 99.36 | WIP | N/A
NWFFF879433 | 5ft x 1/2 Air Hose | MECH | 16.871 | WIP | N/A
NWGAMD1 | General Air Maint. Device | MECH | 434.16 | WIP | N/A
NWGV1675GPM | 6in 750 Grooved Flow Meter | MECH | 850 | WIP | N/A
NWHH3150SP | HH3150SP Tank | MECH | 2995.14 | WIP | K5
NWHH3150SPFS | HH3150SP Tank + Flow Switch | MECH | 3274.38 | WIP | K5
NWHH4150SP | HH4-150SP TANK | MECH | 2730.76 | WIP | N/A
NWHIPRSW | 1081 High Pressure Switch | MECH | 190 | WIP | N/A
NWJCRA | 1-1/2 COM. RISER ASSY | MECH | 387.1 | WIP | K5
NWKCRA | 2 COM RISER ASSY | MECH | 415 | WIP | K5
NWLSF150SP | Talco Residential Pump | MECH | 1881.35 | WIP | N/A
NWMAGSW | 3512- Mag Switch 110V | MECH | 310 | WIP | N/A
NWPBA2410 | Potter 10" 24 VAC Bell | MECH | 35.28 | WIP | N/A
NWQRM2COMP | QRM2 Riser Mount Air Compressor | MECH | 2484.72 | WIP | K5
NWS004746005 | VIC 1/2" DRY ACCEL ASSEMBLY STY 746 | MECH | 590.99 | WIP | N/A
NWS014746001 | 1-1/2 VIC 746 Dry Accelerator | MECH | 662.031 | WIP | N/A
NWVS014753001NR | VIC Style 753 Dry Actuator | MECH | 654.21 | WIP | N/A
NWVS024747PF1 | 2-1/2 Style 747 Cont Riser Mod | MECH | 447.267 | WIP | K5
NWWBBB | Weather Proof Back Box | MECH | 8.36 | WIP | N/A
NWWMG | Reliable Model C Water Sprklr Alarm | MECH | 275.54 | WIP | N/A
NW34SCH40 | 3/4" Schedule 40 Pipe (1ft) | PIPE | 0 | WIP | N/A
NW79038 | 2-1/2" Schedule 10 Pipe | PIPE | 30.545 | WIP | N/A
NW79041 | 4" Schedule 10 Pipe | PIPE | 45.65 | WIP | N/A
NW80300T | 3/4" CPVC Pipe | PIPE | 0.559 | WIP | N/A
NW80301T | 1" CPVC Pipe | PIPE | 0.78 | WIP | N/A
NW80302T | 1-1/4" CPVC Pipe | PIPE | 1.253 | WIP | N/A
NW80303T | 1-1/2" CPVC Pipe | PIPE | 1.774 | WIP | N/A
NW80304T | 2" CPVC Pipe | PIPE | 2.693 | WIP | N/A
NWB071521DGRV | 1-1/2" Schedule 7 Pipe | PIPE | 2.875 | WIP | N/A
NWB072521DGRV | 2-1/2" Schedule 7 Pipe | PIPE | 4.245 | WIP | N/A
NWDBSPA106BG | 1" Schedule 40 Blue Seamless Pipe | PIPE | 10.14 | WIP | N/A
NWGATRC10 | 3/8" All Thread Rod | PIPE | 0.657 | WIP | N/A
NWGATRD10 | 1/2" All Thread Rod | PIPE | 1.24 | WIP | N/A
NWGATRE10 | 5/8" All Thread Rod | PIPE | 1.987 | WIP | N/A
NWGBPPEA53BN | 3-1/2" Schedule 40 Pipe | PIPE | 10.12 | WIP | N/A
NWGBPPEA53S | 5" Schedule 40 Pipe | PIPE | 15.08 | WIP | N/A
NWGGPPEA53F | 3/4" Galv Schedule 40 Pipe | PIPE | 0.99 | WIP | N/A
NWGGPPEA53G | 1" Galv Schedule 40 Pipe | PIPE | 4.3449 | WIP | N/A
NWGGPPEA53H | 1-1/4" Galv Schedule 40 Pipe | PIPE | 5.8708 | WIP | N/A
NWGGPPEA53J | 1-1/4" Galv Schedule 40 Pipe | PIPE | 2.38 | WIP | N/A
NWGGPPEA53K | 2" Galv Schedule 40 Pipe | PIPE | 9.4659 | WIP | N/A
NWGGPPEA53M | 3" Galv Schedule 40 Pipe | PIPE | 6.64 | WIP | N/A
NWGGPPEA53P | 4" Galv Schedule 40 Pipe | PIPE | 27.932 | WIP | N/A
NWGPTCA53D | 1/2" Galv Schedule 40 Pipe | PIPE | 4.4872 | WIP | N/A
NWGRA135S10L | 2-1/2" Galv Schedule 40 Pipe | PIPE | 11.7839 | WIP | N/A
NWGRA135S10P | 4" Galv Schedule 40 Pipe | PIPE | 18.7321 | WIP | N/A
NWLH04020 | 1/2" Copper Pipe | PIPE | 2.23 | WIP | N/A
NWLH06020 | 3/4" Copper Pipe | PIPE | 3.63 | WIP | N/A
NWLH10020 | 1" Copper Pipe | PIPE | 4.23 | WIP | N/A
NWLH12020 | 1-1/4" Copper Pipe | PIPE | 11.4918 | WIP | N/A
NWLH20020 | 2" Copper Pipe | PIPE | 11.8 | WIP | N/A
NWPEA135S10H | 1-1/4" Galv Schedule 10 Pipe | PIPE | 6.027 | WIP | N/A
NWPPEA135LTG | 1" Schedule 30 Pipe (1ft) | PIPE | 1.31 | WIP | N/A
NWPPEA135LTH | 1-1/4" Schedule 30 Pipe (1ft) | PIPE | 1.83 | WIP | N/A
NWPPEA135LTJ | 1-1/2" Schedule 30 Pipe (1ft) | PIPE | 2.19 | WIP | N/A
NWPPEA135LTK | 2" Schedule 30 Pipe (1ft) | PIPE | 2.9 | WIP | N/A
NWPPEA135S40G | 1" Schedule 40 Pipe (1ft) | PIPE | 2.64 | WIP | N/A
NWPPEA135S40H | 1-1/4" Schedule 40 Pipe (1ft) | PIPE | 6.1201 | WIP | N/A
NWPPEA135S40J | 1-1/2" Schedule 40 Pipe (1ft) | PIPE | 5.5294 | WIP | N/A
NWPPEA135S40K | 2" Schedule 40 Pipe (1ft) | PIPE | 6.9349 | WIP | N/A
NWPPEA135S40L | 2-1/2" Schedule 40 Pipe (1ft) | PIPE | 10.2544 | WIP | N/A
NWPPEA135S40M | 3" Schedule 40 Pipe (1ft) | PIPE | 13.4947 | WIP | N/A
NWPPEA135S40P | 4" Schedule 40 Pipe (1ft) | PIPE | 19.3153 | WIP | N/A
NWPRGRA135S10H | 1-1/4" Schedule 10 Pipe (1ft) | PIPE | 4.3581 | WIP | N/A
NWPRGRA135S10J | 1-1/2" Schedule 10 Pipe (1ft) | PIPE | 1.96 | WIP | N/A
NWPRGRA135S10K | 2" Schedule 10 Pipe (1ft) | PIPE | 2.37 | WIP | N/A
NWPRGRA135S10L | 2-1/2" Schedule 10 Pipe (1ft) | PIPE | 3.18 | WIP | N/A
NWPRGRA135S10M | 3" Schedule 10 Pipe (1ft) | PIPE | 3.9 | WIP | N/A
NWPRGRA135S10P | 4" Schedule 10 Pipe (1ft) | PIPE | 5.06 | WIP | N/A
NWPRGRA135S10U | 6" Schedule 10 Pipe (1ft) | PIPE | 8.51 | WIP | N/A
NWPRGRA135S10X | 8" Schedule 10 Pipe (1ft) | PIPE | 15.8 | WIP | N/A
NWST7882S12Z2S1 | 1-5/8" Galv H/SL Strut (ft) | PIPE | 5.004 | WIP | N/A
NW3ATP2 | SJ 75' x 1-1/2" MNSTxFNST Fire Hose | SRVC | 193.63 | WIP | N/A
NWFTSJ100NST | SJ 100 x1-1/2 NST Fire Hose | SRVC | 310.28 | WIP | N/A
TFS | Tax, Freight, Shipping | SRVC | 0 | WIP | N/A
575701286 | 3/4" Uprt SR 5.6K 286 Brs, TY3151 | HDS | 20.11 | WIP | H
NW08687AB | 3/4" Uprt QR 11.2K 155 Brs, VK532 | HDS | 12.36 | WIP | H
NW09530FB | 1/2" Pend QR 4.3K 155 Chr, VK430 | HDS | 8.82 | WIP | N/A
NW09530MBW | 1/2" Pend QR 4.3K 155 Wht, VK430 | HDS | 9.5144 | WIP | N/A
NW09530MDW | 1/2" Pend QR 4.3K 175 Wht, VK430 | HDS | 0 | WIP | N/A
NW101L | 1/2" NPT x 1/2" Long Brass Head Ext | HDS | 4.148 | WIP | J7
NW102 | 1/2" NPT x 3/4" Long Brass Head Ext | HDS | 3.384 | WIP | J7
NW103 | 1" x 1/2" Brass Head Extender | HDS | 6.932 | WIP | J7
NW10554FC | 1/2" IP QR 5.6K 155 Brs, VK410 | HDS | 22.26 | WIP | H
NW106 | 3/4" NPT x 1/2" Long Brass Head Ext | HDS | 5.262 | WIP | J7
NW108 | 1" x 3/4" Brass Head Extender | HDS | 11.09 | WIP | J7
NW12739AE | 1/2" Uprt SR 16.8K 200 Brs, VK580 | HDS | 24.282 | WIP | N/A
NW12972AC | 1/2" Pend QR 16.8K 165 Brs, VK110 | HDS | 13.1 | WIP | N/A
NW12979MEW | VK302 Com White 200 QR K5.6 Pend | HDS | 6.95 | WIP | N/A
NW12SPHB | Head Box - 12 Heads | HDS | 9.94 | WIP | N/A
NW13503AB | VK462 Com Brs 155 K5.6 1/2Con Pend | HDS | 8.05 | WIP | H
NW13637MBW | 1/2" Pend Resi 4.9K 155 Wht, VK 468 | HDS | 8.263 | WIP | N/A
NW14141FC | 3/4" Pend QR 11.2K 165 Chr, VK617 | HDS | 16.62 | WIP | H
NW19154AD | 1/2" Uprt QR 4.9K 175 Brs, VK467 | HDS | 21.93 | WIP | N/A
NW19538AE | 1/2" Attic 4.2K 200 Brs , VK696 | HDS | 24.52 | WIP | N/A
NW19578AE | 1/2" Attic 5.6K 200 Brs , VK693 | HDS | 121.3372 | WIP | N/A
NW19915AB | VK1021 Com Brs 286 K5.6 1/2Pen | HDS | 4.24 | WIP | H
NW19916AB | 1/2" Uprt QR 5.6K 155 Brs, VK300 | HDS | 4.85 | WIP | H
NW19917AC | 1/2" Pend QR 5.6K 155 Chr, VK302 | HDS | 6.19 | WIP | H
NW20409AC | 1/2" CHSW QR 5.8K 165 , VK490 | HDS | 44.1455 | WIP | G13
NW22885MCW | VK427 RES WHT 155 K5.8 1/2 PEN | HDS | 57.9895 | WIP | N/A
NW23143 | Viking WRENCH/LABEL ASSY | HDS | 29.4252 | WIP | N/A
NW23707AB | VK494 RES 155 QR K4.9 1/2 Con Pen | HDS | 10.8849 | WIP | N/A
NW23707AE | VK494 RES 200 QR K4.9 1/2 Con Pen | HDS | 10.8849 | WIP | N/A
NW23763AE | VK496 RES QR 200 3.0K Conc Pend | HDS | 15.073 | WIP | N/A
NW23867AE | 1/2" Uprt SR 5.6K 200, Brs | HDS | 5.88 | WIP | N/A
NW23878FB | 3/4" Pend QR 8.0K 155 Chr, VK3521 | HDS | 13.0705 | WIP | N/A
NW2987FB | 1/2" Pend SR 5.6K 155 Chr, VK102 | HDS | 7.3589 | WIP | N/A
NW30CCP1 | 1/2" CP QR 3.0K 155 Wht, R3511 | HDS | 8.25 | WIP | N/A
NW30W | 1/2" Pend FR 3.0K 155 Wht, R3511 | HDS | 5.77 | WIP | N/A
NW30WLL | 1/2" Pend RES 3.0K 155 Wht, R3311 | HDS | 17.94 | WIP | N/A
NW342KCQK40 | Vic RESV3426 White 155 QR 6.9K Pend | HDS | 17.948 | WIP | N/A
NW363193558 | 1" x 1/2" Adj Drop Nipple | HDS | 20.76 | WIP | N/A
NW3CAB | Head Box - 3 Heads | HDS | 5.856 | WIP | N/A
NW44CN | 1/2" HSW QR 4.4K 155 Chr, R3531 | HDS | 6.47 | WIP | N/A
NW44W | 1/2" HSW QR 4.4K 155 Wht, R3531 | HDS | 6.62 | WIP | H
NW44W5N | 1/2" HSW QR 4.4K 175 Wht, R3531 | HDS | 6.62 | WIP | N/A
NW480AB200N | 48" AB2 Brackets | HDS | 6.644 | WIP | N/A
NW49C | 1/2" CP FR 4.9K 155 Wht, R3516 | HDS | 5.88 | WIP | N/A
NW49C5N | 1/2" Pend FR 4.9K 175 Chr, R3516 | HDS | 6.47 | WIP | N/A
NW49CCP1N | 1/2" CP FR 4.9K 155 Brs, R3516 | HDS | 8.25 | WIP | N/A
NW49CN | 1/2" Pend FR 4.9K 155 Chr, R3516 | HDS | 6.47 | WIP | N/A
NW49W5N | 1/2" Pend FR 4.9K 175 Wht, R3516 | HDS | 6.47 | WIP | N/A
NW49WN | 1/2" Pend FR 4.9K 155 Wht, R3516 | HDS | 6.47 | WIP | N/A
NW504511200 | 1/2" POLY LEII 200 REC CONC TY3534 | HDS | 10.393 | WIP | N/A
NW505101200 | 3/4" Uprt SR 11.2K 200 Brs, TY5151 | HDS | 15.266 | WIP | N/A
NW505101286 | 3/4" Uprt SR 11.2K 286 Brs, TY5151 | HDS | 10.301 | WIP | N/A
NW505121155 | 3/4" Pend SR 11.2K 155 Brs, TY5251 | HDS | 9.66 | WIP | H
NW505121286 | 3/4" Pend SR 11.2K 286 Chr, TY5251 | HDS | 9.66 | WIP | H
NW506011212 | 1/2" Attic 5.6K 212 Brs, TY3180 | HDS | 110.627 | WIP | N/A
NW506111212 | 1/2" Attic 5.6K 212 Brs, TY3183 | HDS | 110.63 | WIP | N/A
NW506121212 | 1/2" Attic 5.6K 212 Brs, TY3184 | HDS | 119.479 | WIP | N/A
NW510104155 | 1/2" Pend QR 3.0K 155 Wht, TY1234 | HDS | 11.831 | WIP | N/A
NW510721155 | 3/4" HSW QR 11.2K 155 Brs, TY5332 | HDS | 76.46 | WIP | H
NW510724155 | 3/4" HSW QR 11.2K 155 Wht, TY5332 | HDS | 116.78 | WIP | N/A
NW511121160 | 1/2" Pend RR 4.9K 160 Brs, TY3596 | HDS | 10.44 | WIP | H
NW512019155 | 1/2" Pend RR 4.9K 155 Chr, TY2234 | HDS | 5.58 | WIP | N/A
NW512114155 | 1/2" HSW Res 4.2K 155 Wht, TY1334 | HDS | 7.9 | WIP | N/A
NW512119155 | 1/2" HSW Res 4.2K 155 Chr, TY1334 | HDS | 7.11 | WIP | N/A
NW512124155 | 1/2" Pend FR 4.9K 155 Wht, TY2236 | HDS | 5.57 | WIP | N/A
NW512124175 | 1/2" Res Pend 4.9K 175 Wht, TY2236 | HDS | 6.525 | WIP | N/A
NW513011200 | 1/2" Uprt QR 5.6K 200 Brs, TY3199 | HDS | 29.56 | WIP | N/A
NW515491155 | 1/2" CP LFII 49K 155 Wht, TY2534 | HDS | 12.04 | WIP | N/A
NW516201200 | 1/2" Attic 5.6K 200 Brs, TY3187 | HDS | 110.627 | WIP | N/A
NW516231200 | 3/4" Attic 8.0K 200 Brs , TY4180 | HDS | 142.28 | WIP | N/A
NW517901155 | 1/2" CP SR 5.6K 155 Brs, TY3531 | HDS | 10.16 | WIP | H
NW517921155 | 1/2" CP QR 5.6K 155 Brs, TY3531 | HDS | 9.97 | WIP | H
NW517921200 | 1/2" CP QR 5.6K 200 Brs, TY3531 | HDS | 9.97 | WIP | H
NW518881200 | 3/4" Uprt SR 16.8K 200 Brs, TY7151 | HDS | 15.47 | WIP | H
NW518934135 | 3/4" Pend QR 11.2K 135 Wht, TY5237 | HDS | 14.23 | WIP | H
NW518934155 | 3/4" Pend QR 11.2K 155 Wht, TY5237 | HDS | 14.23 | WIP | H
NW518934286 | 3/4" Pend QR 11.2K 286 Wht, TY5237 | HDS | 27.97 | WIP | H
NW518939155 | 3/4" Pend QR 11.2K 155 Chr, TY5237 | HDS | 14.68 | WIP | N/A
NW518941155 | 3/4" Uprt 11.2K 155 Brs , TY5137 | HDS | 15.28 | WIP | N/A
NW518941286 | 3/4" Uprt 11.2K 286 Brs , TY5137 | HDS | 19.46 | WIP | H
NW518954155 | 3/4" Pend QR 14.0K 155 Wht, TY6237 | HDS | 18.75 | WIP | H
NW518954286 | 3/4" Pend QR 14.0K 286 Wht, TY6237 | HDS | 30.1 | WIP | H
NW518959135 | 3/4" Pend QR 14.0K 135 Wht, TY6237 | HDS | 36.55 | WIP | H
NW518961155 | 3/4" Uprt 14.0K 155 Brs , TY6137 | HDS | 18.79 | WIP | H
NW531111165 | 1/2" Uprt SR 5.6K 165 Brs, TY3111 | HDS | 12.473 | WIP | N/A
NW531111212 | 1/2" Uprt SR 5.6K 212 Brs, TY3111 | HDS | 11.543 | WIP | N/A
NW531111280 | 1/2" Uprt SR 5.6K 280 Brs, TY3111 | HDS | 9.01 | WIP | N/A
NW531121165 | 1/2" Pend SR 5.6K 165 Brs, TY3211 | HDS | 8.27 | WIP | N/A
NW531129165 | 1/2" Pend SR 5.6K 165 Chr, TY3211 | HDS | 8.27 | WIP | N/A
NW531131165 | 1/2" HSW SR 5.6K 165 Brs, TY3311 | HDS | 22.436 | WIP | N/A
NW531139165 | 1/2" HSW SR 5.6K 165 Chr, TY3311 | HDS | 24.232 | WIP | N/A
NW560001077 | Head Wrench, LFII Series | HDS | 82.017 | WIP | N/A
NW560001078 | Tyco Sprinkler Wrench | HDS | 45.575 | WIP | N/A
NW560115502 | GL5601 Com Chrm QR K5.6 Pend | HDS | 4.08 | WIP | N/A
NW560115503 | VK5601 White QR 155 Pend | HDS | 4.34 | WIP | N/A
NW560820001 | 1/2" Uprt QR 5.6K 200 Brs, GL5608 | HDS | 14 | WIP | N/A
NW561520001 | GL5615 Com Brs QR 200 K5.6 Uprt | HDS | 4.03 | WIP | N/A
NW563612 | 12' Standoff Bracket | HDS | 12 | WIP | N/A
NW565115501 | GL5651 Com Brs 155 K5.6 1/2 Pend | HDS | 3.26 | WIP | N/A
NW566115501 | 1/2" Uprt SR 5.6K 155 Brs, GL5661 | HDS | 3.26 | WIP | N/A
NW573701175 | 1/2" Uprt QR 5.6K 175 Brs, TY3131 | HDS | 36.25 | WIP | H
NW573701200 | 1/2" Uprt QR 5.6K 200 Brs, TY3131 | HDS | 28.46 | WIP | H
NW573701286 | 1/2" Uprt QR 5.6K 286 Brs, TY3131 | HDS | 8.71 | WIP | H
NW573704155 | 1/2" Uprt QR 5.6K 155 Wht, TY3131 | HDS | 30.74 | WIP | H
NW573717155 | 1/2" Pend QR 5.6K 155 Chr, TY3231 | HDS | 39.54 | WIP | N/A
NW573719200 | 1/2" Pend QR 5.6K 200 Chr, TY3231 | HDS | 10.11 | WIP | H
NW573751155 | 1/2" VSW QR 5.6K 155 Brs, TY3431 | HDS | 18.64 | WIP | H
NW573764155 | 1/2" HSW QR 5.6K 155 Wht, TY3332 | HDS | 17.8 | WIP | H
NW573781155 | 1/2" HSW QR 5.6K 155 Brs, TY3331 | HDS | 9.198 | WIP | N/A
NW573781200 | 1/2" HSW QR 5.6K 200 Brs, TY3331 | HDS | 9.2 | WIP | N/A
NW573784155 | 1/2" HSW QR 5.6K 155 Wht, TY3331 | HDS | 11.82 | WIP | H
NW573784200 | 1/2" HSW QR 5.6K 200 Wht, TY3331 | HDS | 10.107 | WIP | N/A
NW573787155 | 1/2" HSW QR 5.6K 155 LC, TY3331 | HDS | 27.31 | WIP | H
NW573789155 | 1/2" HSW QR 5.6K 155 Chr, TY3331 | HDS | 9.208 | WIP | N/A
NW573789200 | 1/2" HSW QR 5.6K 200 Chr, TY3331 | HDS | 9.208 | WIP | N/A
NW573901155 | 3/4" Uprt QR 8.0K 155 Brs, TY4131 | HDS | 9.447 | WIP | N/A
NW573901200 | 3/4" Uprt QR 8.0K 200 Brs, TY4131 | HDS | 9.45 | WIP | N/A
NW573901286 | 3/4" Uprt QR 8.0K 286 Brs, TY4131 | HDS | 8.397 | WIP | N/A
NW573911155 | 3/4" Pend QR 8.0K 155 Brs, TY4231 | HDS | 10.039 | WIP | N/A
NW573914155 | 3/4" Pend QR 8.0K 155 Wht, TY4231 | HDS | 14.57 | WIP | H
NW573914175 | 3/4" Pend QR 8.0K 175 Wht, TY4231 | HDS | 13.558 | WIP | H
NW573919155 | 3/4" Pend QR 8.0K 155 Chr, TY4231 | HDS | 14.57 | WIP | H
NW573969135 | 3/4" HSW QR 5.6K 135 Chr, TY4332 | HDS | 23.34 | WIP | H
NW575619155 | 1/2" Pend SR 8.0K 155 Chr, TY4951 | HDS | 8.88 | WIP | H
NW575701200 | 1/2" Uprt SR 5.6K 200 Brs, TY3151 | HDS | 20.11 | WIP | N/A
NW575701286 | 1/2" Uprt SR 5.6K 286 Brs, TY3151 | HDS | 20.11 | WIP | H
NW575714155 | 1/2" Pend SR 5.6K 155 Wht, TY3251 | HDS | 23.54 | WIP | H
NW575719155 | 1/2" Pend SR 5.6K 155 Chr, TY3251 | HDS | 23.54 | WIP | H
NW575781155 | 1/2" HSW SR 5.6K 155 Brs, TY3351 | HDS | 6.63 | WIP | N/A
NW575781200 | 1/2" HSW SR 5.6K 200 Brs, TY3351 | HDS | 6.63 | WIP | N/A
NW575901155 | 3/4" Uprt SR 8.0K 155 Brs, TY4151 | HDS | 5.04 | WIP | N/A
NW575901175 | 3/4" Uprt SR 8.0K 175 Brs, TY4151 | HDS | 7.15 | WIP | H
NW575901200 | 3/4" Uprt SR 8.0K 200 Brs, TY4151 | HDS | 6.48 | WIP | N/A
NW575901286 | 3/4" Uprt SR 8.0K 286 Brs, TY4151 | HDS | 4.88 | WIP | H
NW6CAB | Head Box - 6 Heads | HDS | 19.26 | WIP | N/A
NW773701155 | 1/2" Uprt QR 5.6K 155 Brs, TY313 | HDS | 5.337 | WIP | N/A
NW773701200 | 1/2" Uprt QR 5.6K 200 Brs, TY313 | HDS | 5.53 | WIP | H
NW773701286 | 1/2" Uprt QR 5.6K 286 Brs, TY313 | HDS | 5.53 | WIP | H
NW773709155 | 1/2" Uprt QR 5.6K 155 Chr, TY313 | HDS | 10.5 | WIP | H
NW773709200 | 1/2" Uprt QR 5.6K 200 Chr, TY313 | HDS | 11.71 | WIP | N/A
NW773711155 | 1/2" Pend QR 5.6K 155 Brs, TY323 | HDS | 4.849 | WIP | N/A
NW773711200 | 1/2" Pend QR 5.6K 200 Brs, TY323 | HDS | 6.4 | WIP | N/A
NW773714135 | 1/2" Pend QR 5.6K 135 Wht, TY323 | HDS | 10.5 | WIP | H
NW773714155 | 1/2" Pend QR 5.6K 155 Wht, TY323 | HDS | 5.92 | WIP | H
NW773714200 | 1/2" Pend QR 5.6K 200 Wht, TY323 | HDS | 5.92 | WIP | H
NW773714286 | 1/2" Pend QR 5.6K 286 Wht, TY323 | HDS | 6.74 | WIP | N/A
NW773719155 | 1/2" Pend QR 5.6K 155 Chr, TY323 | HDS | 5.337 | WIP | H
NW773719175 | 1/2" Pend QR 5.6K 175 Chr, TY323 | HDS | 5.34 | WIP | N/A
NW773719200 | 1/2" Pend QR 5.6K 200 Chr, TY323 | HDS | 6.53 | WIP | N/A
NW773719286 | 1/2" Pend QR 5.6K 286 Chr, TY323 | HDS | 6.74 | WIP | H
NW775701155 | 1/2" Uprt SR 5.6K 155 Brs, TY315 | HDS | 3.58 | WIP | N/A
NW775701200 | 1/2" Uprt SR 5.6K 200 Brs, TY315 | HDS | 3.97 | WIP | N/A
NW775701286 | 1/2" Uprt SR 5.6K 286 Brs, TY315 | HDS | 3.973 | WIP | N/A
NW775711155 | 1/2" Pend SR 5.6K 155 Brs, TY325 | HDS | 4.14 | WIP | H
NW775711200 | 1/2" Pend SR 5.6K 200 Brs, TY325 | HDS | 5.88 | WIP | H
NW775719155 | 1/2" Pend SR 5.6K 155 Chr, TY325 | HDS | 4.88 | WIP | H
NW9154AB | 1/2" Uprt QR 4.9K 155 Brs, VK467 | HDS | 19.5809 | WIP | N/A
NWA000AQBBK1 | VicFlex ABMM Bracket for AH2/AH2-CC | HDS | 4.92 | WIP | N/A
NWA000AQFINB | Inst. Brackets | HDS | 3.12 | WIP | N/A
NWA000AQFRE4 | 1/2" x 4" VicFlex 90 | HDS | 14.748 | WIP | G13
NWA000AQFRE5 | 1/2" x 06 Flex 90 Red. Nipple | HDS | 14.748 | WIP | G13
NWA000AQFRE7 | 3/4" x 6" VicFlex 90 | HDS | 12.1 | WIP | G13
NWA090AQFRNH | 1/2" x 09 Flex Red. Nipple | HDS | 9.54 | WIP | H
NWA090AQFRNT | 3/4" x 09 Flex Red. Nipple | HDS | 9.54 | WIP | H
NWA130AQFRNH | 3/4" x 13 Flex Red. Nipple | HDS | 12.61 | WIP | H
NWA240AB1ADJ | 24" AB1 Bracket | HDS | 5.11 | WIP | N/A
NWA240AB2000 | 24" AB2 Bracket | HDS | 6.128 | WIP | N/A
NWA240B11000 | 24" AB11 Bracket | HDS | 18.6 | WIP | N/A
NWA36HAQFBA2 | 1/2" x 36" (3ft) Flex Drops AH2 | HDS | 32.76 | WIP | N/A
NWA480AB1ADJ | 48" AB1 Bracket | HDS | 10.74 | WIP | N/A
NWA480AQBVB3 | 48" VB3 Bracket | HDS | 59.96 | WIP | N/A
NWA48HAQFBA2 | 1/2" x 48" (4ft) Flex Drops AH2 | HDS | 32.9 | WIP | N/A
NWA48TAQFBA2 | 3/4" x 48" (4ft) Flex Drops AH2 | HDS | 34.51 | WIP | N/A
NWA60HAQFBA2 | 1/2" x 60" (5ft) Flex Drops AH2 | HDS | 38.8 | WIP | N/A
NWA72HAQFBA2 | 1/2" x 72" (6ft) Flex Drops AH2 | HDS | 35.88 | WIP | N/A
NWDS56 | 1/2" Uprt QR 5.6K 212" Brs, RA5625 | HDS | 84.8 | WIP | N/A
NWF111315502 | 3/4" Pend QR 11.2K 155 Chr, GL1113 | HDS | 11.11 | WIP | H
NWF112115501 | 3/4" Uprt QR 11.2K 155 Brs, GL1121 | HDS | 11.11 | WIP | H
NWF180SSU | UPRIGHT 175 K8.0 3/4 BRASS RA6222 | HDS | 8.14 | WIP | N/A
NWF1FR42P1WN | 1/2" Pend QR 4.2K 155 Wht, RA1413 | HDS | 6.66 | WIP | N/A
NWF1FR42U2B | 1/2" Uprt QR 4.2K 200 Brs, RA1423 | HDS | 6.57 | WIP | N/A
NWF1FR56H1B | 1/2" HSW QR 5.6K 155 Brs, RA1435 | HDS | 4.98 | WIP | N/A
NWF1FR56H1C | 1/2" HSW QR 5.6K 155 Chr, RA1435 | HDS | 5.34 | WIP | N/A
NWF1FR56H1W | 1/2" HSW QR 5.6K 155 Wht, RA1435 | HDS | 6.41 | WIP | N/A
NWF1FR56H2B | 1/2" HSW QR 5.6K 200 Brs, RA1435 | HDS | 5.85 | WIP | N/A
NWF1FR56H2C | 1/2" HSW QR 5.6K 200 Chr, RA1414 | HDS | 6.27 | WIP | N/A
NWF1FR56H2W | 1/2" HSW QR 5.6K 200 Wht, RA1435 | HDS | 6.14 | WIP | N/A
NWF1FR56H3B | 1/2" HSW QR 5.6K 286 Brs, RA1435 | HDS | 5.85 | WIP | N/A
NWF1FR56H3C | 1/2" HSW QR 5.6K 286 Chr, RA1435 | HDS | 0 | WIP | N/A
NWF1FR56H5B | 1/2" HSW QR 5.6K 175 Brs, RA1435 | HDS | 5.32 | WIP | N/A
NWF1FR56P1B | 1/2" Pend QR 5.6K 155 Brs, RA1414 | HDS | 4.51 | WIP | N/A
NWF1FR56P1C | 1/2" Pend QR 5.6K 155 Chr, RA1414 | HDS | 4.82 | WIP | H
NWF1FR56P1W | 1/2" Pend QR 5.6K 155 Wht, RA1414 | HDS | 5.87 | WIP | N/A
NWF1FR56P2B | 1/2" Pend QR 5.6K 200 Brs, RA1414 | HDS | 4.62 | WIP | N/A
NWF1FR56P2C | 1/2" Pend QR 5.6K 200 Chr, RA1414 | HDS | 4.94 | WIP | N/A
NWF1FR56P2W | 1/2" Pend QR 5.6K 200 Wht, RA1414 | HDS | 4.92 | WIP | N/A
NWF1FR56P3C | 1/2" Pend QR 5.6K 286 Chr, RA1414 | HDS | 4.63 | WIP | N/A
NWF1FR56P3W | 1/2" Pend QR 5.6K 286 Wht, RA1414 | HDS | 5.87 | WIP | N/A
NWF1FR56P5W | 1/2" Pend QR 5.6K 175 Wht, RA1414 | HDS | 5.34 | WIP | N/A
NWF1FR56U1B | 1/2" Uprt QR 5.6K 155 Brs, RA1425 | HDS | 5.08 | WIP | N/A
NWF1FR56U1W | 1/2" Uprt QR 5.6K 155 Wht, RA1425 | HDS | 5.26 | WIP | N/A
NWF1FR56U2B | 1/2" Uprt QR 5.6K 200 Brs, RA1425 | HDS | 5.08 | WIP | H
NWF1FR56U3B3 | 1/2" Uprt SR 5.6K 128 Brs, RA2625 | HDS | 4.85 | WIP | N/A
NWF1FR56U5B | 1/2" Uprt QR 5.6K 175 Brs, RA1425 | HDS | 4.62 | WIP | N/A
NWF1FR80P1C | 3/4" Pend QR 8.0K 155 Chr, RA6312 | HDS | 0 | WIP | N/A
NWF1FREC1LC | 3/4" Pend QR 8.0K 155 Chr, R4842 | HDS | 20.87 | WIP | N/A
NWF1FREC91WN | 3/4" HSW QR 8.0K 155 Wht, R4862 | HDS | 10.45 | WIP | N/A
NWF1FRU2LB | 3/4" Uprt QR 8.0K 200 Brs, RA6322 | HDS | 7.52 | WIP | N/A
NWF1FRU2LBN | 3/4" Pend QR 8.0K 155 Chr, RA6212 | HDS | 6.84 | WIP | N/A
NWF1FRU3LB | 3/4" Uprt QR 8.0K 286 Brs, R3622 | HDS | 6.03 | WIP | N/A
NWF1FRU5LB3N | 3/4" Uprt QR 8.0K 175 Brs, R3622 | HDS | 7.17 | WIP | N/A
NWF1RES58 | 1/2" CP Resi 5.8K 155 Wht, R3513 | HDS | 9.08 | WIP | N/A
NWF301015503 | GL3010 Res Wht 155 K3.0 1/2 Pen | HDS | 4.59 | WIP | N/A
NWF491015503 | 1/2" Pend QR 4.9K 155 Wht, GL4910 | HDS | 4.48 | WIP | H
NWF560615501 | 1/2" CP QR 5.6K 155 Brs, GL5606 | HDS | 6.35 | WIP | H
NWF561515501 | 1/2" Uprt QR 5.6K 155 Brs, GL5615 | HDS | 4.03 | WIP | H
NWF563215501 | 1/2" VSW QR 5.6K 155 Brs, GL5632 | HDS | 8.7 | WIP | N/A
NWF56P1B | 1/2" Pend SR 5.6K 155 BRS, RA1314 | HDS | 5.44 | WIP | N/A
NWF56P1C | 1/2" Pend SR 5.6K 155 Chr, RA1314 | HDS | 6.44 | WIP | N/A
NWFP1LCN | R3622 COM BRS 200 K8.0 3/4 UPRT | HDS | 8.82 | WIP | N/A
NWFS271BFS420 | V2707 Chrome QR 200 1/2" Pend | HDS | 7.44 | WIP | H
NWFS342AFS510 | V3401 Brass SR 200 3/4" Uprt | HDS | 8.01 | WIP | H
NWG41 | R2115 Com G4 Brs SR 165 1/2 CP | HDS | 11.05 | WIP | H
NWG4XLO | R7146 G4 Brass QR165 3/4" Con Pend | HDS | 17.53 | WIP | H
NWG51B | 1/2" CP QR 5.6K 165 Brs, RA3415 | HDS | 7.73 | WIP | N/A
NWG52B | RA3415 212 QR K5.6 Conc Pend | HDS | 7.03 | WIP | N/A
NWG5801B | RA3412 COM 165 K8.0 3/4 CON PEND | HDS | 18.96 | WIP | N/A
NWG61B | 3/4" Conc HSW QR 165 Brs, RA4762 | HDS | 50.1 | WIP | N/A
NWGL566115501 | 1/2" Uprt SR 5.6K 155 Brs, GL5661 | HDS | 3.26 | WIP | N/A
NWGL566120001 | 1/2" Uprt SR 5.6K 200 Brs, GL5661 | HDS | 3.26 | WIP | N/A
NWGL810615503 | 3/4" Pend QR 8.1K 155 Wht, GL8106 | HDS | 5.67 | WIP | N/A
NWGL816420001 | 3/4" Uprt SR 8.1K 200 Brs, GL8164 | HDS | 3.95 | WIP | N/A
NWGP1B | 1/2" Pend SR 5.6K 165 Brs, R1015 | HDS | 9.08 | WIP | N/A
NWGP1C | 1/2" Pend SR 5.6K 165 Chr, R1015 | HDS | 10.53 | WIP | N/A
NWGP2B | 1/2" Pend SR 5.6K 212 Brs, R1015 | HDS | 8.26 | WIP | N/A
NWGP3B | 1/2" Pend SR 5.6K 286 Brs, R1015 | HDS | 8.26 | WIP | N/A
NWGU0B | 3/4" Uprt SR 8.0K 165 Brs, R1027 | HDS | 7.18 | WIP | N/A
NWGU1B | 1/2" Uprt SR 5.6K 165 Brs, R1025 | HDS | 6.25 | WIP | N/A
NWGU1C | 1/2" Uprt SR 5.6K 165 Chr, R1025 | HDS | 0 | WIP | N/A
NWGU1LB | R1027 3/4" Uprt SR 8.0K 165 Brs | HDS | 8.62 | WIP | N/A
NWGU2B | 1/2" Uprt SR 5.6K 212 Brs, R1025 | HDS | 8.26 | WIP | N/A
NWGU2LB | R1027 3/4" Uprt SR 8.0K 212 Brs | HDS | 8.62 | WIP | N/A
NWGU3B | 1/2" Uprt SR 5.6K 286 Brs, R1025 | HDS | 8.26 | WIP | N/A
NWH03210700 | 7" DryHd 175 Chr, R5734 | HDS | 57.08 | WIP | N/A
NWH208210800 | 8" DryHd Pend 5.6K 286 | HDS | 57.62 | WIP | N/A
NWH403211200 | 12" DryHd 175 Chr, R5734 | HDS | 63.38 | WIP | N/A
NWHJ08211800 | 18" DryHd 286 Chr | HDS | 82.83 | WIP | N/A
NWHP03210412 | 4.5" DryHd HSWQR 4.4K 175 ChrRA5231 | HDS | 83.03 | WIP | N/A
NWJ112P1C | 3/4" Pend QR 11.2K 155 Chr, RA7216 | HDS | 12.36 | WIP | N/A
NWJ112U1B | 3/4" Uprt 11.2K 155 Brs , RA7326 | HDS | 13.78 | WIP | N/A
NWJ112U2B | 3/4" Uprt 11.2K 200 Brs , RA7326 | HDS | 12.88 | WIP | H
NWJL171B | 3/4" Pend 16.8K 212" Brs , RA1914 | HDS | 9.27 | WIP | N/A
NWKFR56H2B | 1/2" HSW 5.6K 212" Brs , RA3634 | HDS | 5.32 | WIP | N/A
NWR610H | 1 x 1/2 Flex Head Red Nipple | HDS | 5.77 | WIP | N/A
NWR610T | 1 x 3/4 Flex Head Red Nipple | HDS | 5.77 | WIP | N/A
NWRFC30 | 1/2" CP QR 3.0K 165 Brs, RA0611 | HDS | 6.66 | WIP | N/A
NWRFC43 | 1/2" CP Resi 4.3K 165 Brs, RA0612 | HDS | 8.29 | WIP | N/A
NWRFC49 | 1/2" CP Resi 4.9K 165 Brs, RA0616 | HDS | 7.54 | WIP | N/A
NWRFC492 | 1/2" CP Resi 4.9K 212 Brs, RA0616 | HDS | 8.29 | WIP | N/A
NWRFC492LL | 1/2" CP Resi LL 4.9K 212 Brs, RA321 | HDS | 23.66 | WIP | N/A
NWRFC49LL | 1/2" CP Resi LL 4.9K 165 Brs, RA321 | HDS | 23.66 | WIP | N/A
NWRFC581 | 1/2" CP Resi 5.8K 165 Brs, RA0613 | HDS | 7.54 | WIP | N/A
NWRFC582 | 1/2" CP Resi 5.8K 212 Chr, RA0613 | HDS | 7.54 | WIP | N/A
NWRFS42 | 1/2" CHSW Resi 4.2K 165 Brs, RA4835 | HDS | 27.12 | WIP | N/A
NWS271ACQ410 | 1/2" Uprt QR 5.6K 155 Brs, V2704 | HDS | 4.69 | WIP | N/A
NWS271BJS420 | 1/2" Pend SR 5.6K 286 Chr, V2707 | HDS | 6.042 | WIP | N/A
NWSHD23235 | 1/2" x 1-3/8" Socket (alt W8) | HDS | 12.04 | WIP | N/A
NWT506011212 | TY4180 ATT BRS 212 1/2 | HDS | 119.479 | WIP | N/A
NWT518871200 | 3/4" Uprt SR 16.8K 200 Brs, TY7153 | HDS | 69.729 | WIP | N/A
NWV3518-58 | Vic Con Flex SPK 58" Drop | HDS | 345.09 | WIP | N/A
NWVS271BCQ440 | 1/2" Pend QR 5.6K 155 Wht, V2708 | HDS | 8.436 | WIP | N/A
NWVS561YFQ411 | V5621 ATT VIC BRS 200 K5.6 | HDS | 51.136 | WIP | N/A
NWW8 | Head Wrench, W8 Resi Plastic | HDS | 55.43 | WIP | N/A
NWWFC | Head Wrench, RFC Resi | HDS | 70.77 | WIP | N/A
NWWW5 | Head Wrench, RASCO Model W5 | HDS | 35.64 | WIP | N/A
NWWZXP | Head Wrench, XL | HDS | 71.91 | WIP | N/A
NWXLPC | 1/2" IP QR 5.6K 165 Chr, R1314 | HDS | 26.83 | WIP | N/A
NW1000040 | PTTR RBVS BALL VLVE TMPER SWTCH | SWIT | 151.9 | WIP | N/A
NW1010201 | POTTER PTS-C | SWIT | 153.53 | WIP | N/A
NW1029030 | RTRD STCH ASSEM. RPLCMNT VSRM | SWIT | 58.99 | WIP | N/A
NW1111100 | POTTER VS-SP 1-2" | SWIT | 96.69 | WIP | N/A
NW1144403 | POTTER VSR 3" | SWIT | 136.875 | WIP | N/A
NW1144406 | POTTER VSR 6" | SWIT | 131 | WIP | N/A
NW1144408 | POTTER VSR 8" | SWIT | 147.13 | WIP | N/A
NW1144425 | POTTER VSR 2-1/2" | SWIT | 145.1 | WIP | N/A
NW1144440 | POTTER VSR-S 1-2" | SWIT | 103.88 | WIP | N/A
NW1144450 | POTTER VSR-C 2" | SWIT | 175.81 | WIP | N/A
NW1144460 | POTTER VSR-SG | SWIT | 120.8 | WIP | N/A
NW1340425 | POTTER PS25-2 | SWIT | 119.99 | WIP | N/A
NWEPS401 | SS EPS40-1 EPS Pressure Switch | SWIT | 94.99 | WIP | N/A
NWOSYSU2 | POTTER OSYSU2 | SWIT | 117.99 | WIP | N/A
NWOSYSY2 | POTTER OSYSY2 | SWIT | 90.815 | WIP | N/A
NWPCVS2 | POTTER PCVS-2 1010203 | SWIT | 106.99 | WIP | N/A
NWPIBV2 | SYSSENS SUPERVISORY SWITCH PIBV2 | SWIT | 69.2 | WIP | N/A
NWPS102 | PRESSURE TYPE WATERFLOW INDICATOR | SWIT | 157.09 | WIP | N/A
NWPS1022 | PTR PS10-2 PRSR SWTCH | SWIT | 113.99 | WIP | N/A
NWPS102A | Pt Alarm Switch | SWIT | 86.95 | WIP | N/A
NWPS402A | PTR PS40-2 HGHLOW PRSR SUP SWTCH | SWIT | 86.62 | WIP | N/A
NWS000760183 | SS EPS45-2V EPS Pressure Switch | SWIT | 86.95 | WIP | G10
NWVSR25 | POTTER VSR 2.5" | SWIT | 145.1 | WIP | N/A
NWWFD20 | SYSTEM SENSOR WFD25 2" | SWIT | 99.32 | WIP | N/A
NWWFD25N | SYSTEM SENSOR WFD25 2-1/2" | SWIT | 95.27 | WIP | N/A
NWWFD30N | WFD30N | SWIT | 117.78 | WIP | N/A
NWWFD40N | SYSTEM SENSOR WFD40N 4" | SWIT | 95.27 | WIP | N/A
NWWFDNFS | SS CPVC Waterflow Detector | SWIT | 137.25 | WIP | N/A
NW020705100 | 2" Butterfly Valve Vic 705 | VLVS | 237.166 | WIP | D2
NW040705100 | 4" Butterfly Valve Vic 705 | VLVS | 253.23 | WIP | D2
NW040705200 | 4" Butterfly Valve Vic 705 w/ Tap | VLVS | 312.897 | WIP | D2
NW0650400 | 1-1/2" Butterfly Valve FNPT (THR) | VLVS | 143.03 | WIP | D2
NW0652600 | 2" Butterfly Valve Grv | VLVS | 167.67 | WIP | D2
NW0686400 | 1" Bronze Swing Check Valve | VLVS | 27.491 | WIP | D2
NW0700000 | 2-1/2" Fire Hose Valve FNPTxMNPT | VLVS | 89.52 | WIP | D2
NW0700100 | 2-1/2" Fire Hose Valve Grv x MNPT | VLVS | 101.9 | WIP | D2
NW0853000 | 1/2 Brass Drain Sight Glass | VLVS | 35.78 | WIP | K5
NW122H | Model1000 1-1/4 in Test & Drain Vlv | VLVS | 140.65 | WIP | K5
NW1231B | 1/4" Globe Valve | VLVS | 44.394 | WIP | D2
NW125BVR | 1-1/4" Ball Valve - REL-BL125 | VLVS | 22.27 | WIP | D1
NW125SULD | 1/2" Globe Valve | VLVS | 15.68 | WIP | D2
NW125SULG | 1" Globe Valve | VLVS | 26.06 | WIP | D2
NW142 | Model1000 2 in Test & Drain Vlv | VLVS | 242.01 | WIP | K5
NW15BFVGRV | 1-1/2" Butterfly Valve GRV | VLVS | 119.21 | WIP | D2
NW212AG | 1" Model 1011" Test & Drain Valve | VLVS | 174.24 | WIP | D2
NW25AVFM | 2-1/2" Angle Valve FNPT x MNPT | VLVS | 120.94 | WIP | D2
NW25RBG300T | 2-1/2" Butterfly Valve RELBFG-300 | VLVS | 173.38 | WIP | D2
NW3RBG | 3" Butterfly Valve REL BFG-300 | VLVS | 137.82 | WIP | D2
NW410AB | 1/4" Ball Valve 600# | VLVS | 7.99 | WIP | D1
NW410AD | 1/2" Ball Valve 600# | VLVS | 8.944 | WIP | D1
NW410AF | 3/4" Ball Valve 600# | VLVS | 10.05 | WIP | D1
NW410AG | 1" Ball Valve 600# | VLVS | 19.642 | WIP | D1
NW410AH | 1-1/4" Ball Valve 600# | VLVS | 26.15 | WIP | D1
NW410AJ | 1-1/2" Ball Valve 600# | VLVS | 36.36 | WIP | D1
NW410AK | 2" Ball Valve 600# | VLVS | 68.629 | WIP | D1
NW410AM | 3" Ball Valve 600# | VLVS | 0 | WIP | D1
NW421 | 1-1/2" Fire Hose Valve Thr - Female | VLVS | 112.05 | WIP | D2
NW4RBG | 4" Butterfly Valve REL BFG-300 | VLVS | 165.41 | WIP | D2
NW53L175D | 1/2" Bronze 175# Relief Valve | VLVS | 86.03 | WIP | D2
NW59300G040WS | 4" Butterfly Valve - Tyco | VLVS | 342.468 | WIP | D2
NW59300W030WS | 3" Butterfly Valve - Tyco BFV-300 | VLVS | 331.14 | WIP | D2
NW6520179 | 3/4" Drip Valve | VLVS | 21.02 | WIP | D2
NW6990024129 | 2" Gate Valve Bronze #105 | VLVS | 135.42 | WIP | D2
NW755MF1 | 1/4" Ball Valve 755 Male x Female | VLVS | 10.25 | WIP | D1
NWA114LFAFBVFPT | 1-1/4" Butterfly Valve Watts LF | VLVS | 355.481 | WIP | D2
NWAGF112 | Model 1000 1in Test & Drain | VLVS | 129.91 | WIP | K5
NWAGF142 | Model 1011 2in Test & Drain | VLVS | 273.74 | WIP | K5
NWAGF600 | 1/2" Model A Relief Valve | VLVS | 31.67 | WIP | D2
NWBBSCS02 | 2" Butterfly Valve BB-SC Thr 175 | VLVS | 386 | WIP | D2
NWBBSCS02114 | 1-1/4" Milwaukee Butterfly Valve | VLVS | 0 | WIP | D2
NWBBSCS02L | 1" Milwaukee Butterfly valve | VLVS | 0 | WIP | D2
NWBBSCS02RLG | 1" Butterfly Valve | VLVS | 270.64 | WIP | D2
NWF0683000 | 2" Angle Globe Valve | VLVS | 53.81 | WIP | D2
NWF0686000 | 1/2" Bronze Check Valve | VLVS | 7.66 | WIP | D2
NWF0686200 | 3/4" Bronze Check Valve | VLVS | 11.86 | WIP | D2
NWF0687000 | 2" Bronze Check Valve | VLVS | 52.57 | WIP | D2
NWF100FJ | 1-1/2" Fire Hose Valve Thr - Male | VLVS | 93 | WIP | D2
NWGHW25 | 2-1/2" Replacement Handwheel | VLVS | 29.91 | WIP | N/A
NWGVW0250 | 2-1/2" Gate Valve Flg x Flg OS&Y | VLVS | 470 | WIP | D2
NWGVW0300 | 3" Gate Valve Flg x Flg OS&Y | VLVS | 549 | WIP | D2
NWGVW400 | 4" Gate Valve Flng x Flng | VLVS | 625 | WIP | D2
NWNFP1102B | 1/4" 3 Way Brass Valve | VLVS | 10.417 | WIP | D2
NWNL2K00C | 1-1/2" Globe Valve NIBCO | VLVS | 190.37 | WIP | D2
NWNL40004 | 1/4" 3-Way Globe Valve | VLVS | 23.4 | WIP | D2
NWNL9502C | 1-1/2" 250# Valve | VLVS | 113 | WIP | D2
NWPFXT300G | 1" Gate Valve | VLVS | 17.41 | WIP | D2
NWTYBFV3006 | 6" Butterfly Valve Grv Tyco BFV-300 | VLVS | 0 | WIP | D2
NWU235D | 1/2" Ball Drip Valve | VLVS | 19.86 | WIP | D1
NWU99SJ | 1-1/2" Bronze Swing Check Valve | VLVS | 64.51 | WIP | D2
NWU99SK | 2" Bronze Check Valve | VLVS | 76.06 | WIP | D2
NWV010728CT0 | 1" Vic 728 Ball Valve | VLVS | 189.6 | WIP | D1
NWV0247051 | 2-1/2" Butterfly Valve Vic 705 | VLVS | 175.93 | WIP | D2
NWV024765100 | 2-1/2" Butterfly Valve Vic 765 | VLVS | 0 | WIP | D2
NWV0607051 | 6" Butterfly Valve Vic 705 | VLVS | 471.165 | WIP | D2
NWX509D | 1/2" Bronze Mesh Wye Strain 150# | VLVS | 34.18 | WIP | N/A
NWX509F | 3/4" Bronze Mesh Wye Strain 150# | VLVS | 43.45 | WIP | N/A
NWZ3004ILMSA | 2-1/2" Pressure Reducing Valve | VLVS | 347.35 | WIP | D2
GF1W | 1/2" 2pc esc RA Model F1, Wht | TRIM | 1.07 | WIP | J6
NW012300 | 6" Plastic Beauty Ring | TRIM | 6.37 | WIP | B12
NW0141400 | FPPI 3/4 2pc White Rec. Esc | TRIM | 1.03 | WIP | J6
NW0149100 | Chrome Semi Recessed Expansion Ring | TRIM | 1.57 | WIP | N/A
NW06419AF | 1/2" VK E11 2pc Esc Wht | TRIM | 1.13 | WIP | J6
NW06419AMW | 1/2" VK E11" 2pc Esc Chr | TRIM | 1.13 | WIP | J6
NW1007CPD | 1/2" 2pc Esc Rec. Pend Chr | TRIM | 0.725 | WIP | J6
NW1007WHD | 1/2" 2pc Esc Rec. Pend Wht | TRIM | 0 | WIP | J6
NW1192 | 1/2" TY 401 2pc Deep Esc Chr | TRIM | 0.54 | WIP | J6
NW1193 | 3/4" TY 401 2pc Deep Esc Chr | TRIM | 0.54 | WIP | J6
NW1196 | 1/2" TY 401 2pc Deep Esc Wht | TRIM | 0.54 | WIP | J6
NW1198 | 401 Chrome Standard Skirt | TRIM | 0.54 | WIP | N/A
NW1200 | 401 White Standard Skirt | TRIM | 0.54 | WIP | N/A
NW12381MAW | VK 135 White Domed Pend Cvr Plt | TRIM | 4.59 | WIP | N/A
NW12620MW | EXPAN PLT, ADJ ESCUT,WHT | TRIM | 0 | WIP | J6
NW13504MAW | Viking 135 White Flat Cover Plate | TRIM | 4.48 | WIP | J4
NW22066 | VK Mdl NP-1 1/2 Chrome Esc | TRIM | 0.7622 | WIP | J6
NW23174MCW | VK 135 Wht Cover plate | TRIM | 4.48 | WIP | J4
NW23190MCW | VK 165 White Conc Cover Plate | TRIM | 5.4817 | WIP | J4
NW325422 | 1/2" Globe 2pc Esc Chr | TRIM | 0.55 | WIP | J6
NW325423 | 3/4" Globe 2pc Recessed Esc | TRIM | 0.55 | WIP | J6
NW332706 | Globe 135-155 White Dry Con Cvr Plt | TRIM | 4.24 | WIP | N/A
NW332892 | Globe 135-155 White Con Cover Plate | TRIM | 4.24 | WIP | J4
NW332898 | Globe 155-200 White Con Cover Plate | TRIM | 5.15 | WIP | J4
NW4510009WH | White Escutcheon Split Tube Extende | TRIM | 3 | WIP | J6
NW4519002 | 1/2" Wall Plate | TRIM | 0 | WIP | B11
NW4519003 | 3/4" Wall Plate | TRIM | 0 | WIP | B11
NW517921155B | TyLFII 160 Con Pend Wht/brs cvr plt | TRIM | 8.3 | WIP | N/A
NW562044135 | Tyco LFII 135 Wht Cover Plate | TRIM | 3.892 | WIP | J4
NW567004010 | 3/4" TY 40 2pc Esc Wht | TRIM | 1.13 | WIP | J6
NW567009010 | 3/4" TY 40 2pc Esc Chr | TRIM | 1.13 | WIP | J6
NW567012010 | 1/2" TY 10 2 pc Esc Brs | TRIM | 3.402 | WIP | J6
NW567014010 | 1/2" TY 10 2 pc Esc Wht | TRIM | 1.175 | WIP | J6
NW567019010 | 1/2" TY 10 2 pc Esc Chr | TRIM | 1.13 | WIP | J6
NW567054010 | 1/2" TY 20 2pc Esc Wht | TRIM | 1.13 | WIP | J6
NW567054011 | 3/4" TY 30 2pc Esc Wht | TRIM | 1.13 | WIP | J6
NW567059010 | 1/2" TY 20 2pc Esc Chr | TRIM | 1.13 | WIP | J6
NW567059010B | 1/2" TY 30 2pc Esc Brs | TRIM | 1.13 | WIP | J6
NW567059011 | 3/4" TY 30 2pc Esc Chr | TRIM | 1.13 | WIP | J6
NW567154010 | 1/2" TY 15 2pc Esc Wht | TRIM | 1.354 | WIP | J6
NW567156010 | 1/2" TY 15 2pc Esc Blk | TRIM | 2.96 | WIP | J6
NW567159010 | 1/2" TY 15 2pc Esc Chr | TRIM | 1.354 | WIP | J6
NW567924135 | Tyco RFII 135 White Cover Plate | TRIM | 3.6 | WIP | J4
NW567926135 | TyLFII 135 Con Pen Black Cvr Plt | TRIM | 8.48 | WIP | N/A
NW56792X135 | TyLFII 160 Con Pend Wht/gld cvr plt | TRIM | 9.36 | WIP | N/A
NW568734135 | Ty LFII 135 Pend White Dome Cov plt | TRIM | 4.06 | WIP | N/A
NW568914135 | LFII White 135 Conc. Cover Plate | TRIM | 3.367 | WIP | J4
NWCCP0SP76 | CCP 135 Black Dome CP | TRIM | 8.99 | WIP | N/A
NWCCP0W76 | RA F1Res76 135 Con Cvr Plt | TRIM | 5.35 | WIP | N/A
NWCG40FB | RA G4 135 Con Black Cvr Plt | TRIM | 4.6 | WIP | N/A
NWCG50FB | G5 Cover Plate 135 Blk | TRIM | 4.54 | WIP | J4
NWCG50W | G5 Cover Plate 135 Wht | TRIM | 3.89 | WIP | J4
NWCG51FB | G5 Cover Plate 165 Blk | TRIM | 4.54 | WIP | J4
NWCG51W | G5 Cover Plate 165 Wht | TRIM | 3.33 | WIP | J4
NWCG5S0W | RA G4G5 135Chrome Con Seald Cvr Plt | TRIM | 8.63 | WIP | N/A
NWF0122200 | 1" Plastic Beauty Ring | TRIM | 0.89 | WIP | B12
NWF0122300 | 1-1/4" Plastic Beauty Ring | TRIM | 0.96 | WIP | B12
NWF0122400 | 1-1/2" Plastic Beauty Ring | TRIM | 1.08 | WIP | B12
NWF0122500 | 2" Plastic Beauty Ring | TRIM | 1.26 | WIP | B12
NWF0122600 | 2-1/2" Plastic Beauty Ring | TRIM | 1.39 | WIP | B12
NWF0122700 | 3" Plastic Beauty Ring | TRIM | 2.15 | WIP | B12
NWF0122800 | 4" Plastic Beauty Ring | TRIM | 2.92 | WIP | B12
NWF0130000 | 1" Wall plate | TRIM | 7.272 | WIP | B11
NWF0130100 | 1-1/4" Wall plate | TRIM | 5.43 | WIP | B11
NWF0130200 | 1-1/2" Wall plate | TRIM | 5.77 | WIP | B11
NWF0130300 | 2" Wall plate | TRIM | 7.39 | WIP | B11
NWF0130400 | 2-1/2" Wall plate | TRIM | 10.17 | WIP | B11
NWF0130500 | 3" Wall plate | TRIM | 10.49 | WIP | B11
NWF0130600 | 4" Wall plate | TRIM | 12.27 | WIP | B11
NWF0150200 | FPPI Off White Skirt | TRIM | 0.65 | WIP | N/A
NWF0152000 | FPPI Chrome Flush Skirt | TRIM | 0.82 | WIP | N/A
NWF0160200 | FPPI Off White 1/2 in Cup | TRIM | 0.65 | WIP | N/A
NWF0261500 | FPPI Red Head Guard with Water Shld | TRIM | 2.25 | WIP | J8
NWFP1018CPDF | 1/2" x 3/4" Snap Ring Head Guard | TRIM | 1.805 | WIP | J8
NWGC1 | RASCO Chrome C1 Head Guard | TRIM | 2.42 | WIP | J8
NWGC3 | RASCO Chrome C3 Head Guard | TRIM | 4.95 | WIP | J8
NWGF1B | 1/2" 2pc esc RA Model F1, Brs | TRIM | 6.19 | WIP | J6
NWGF1C | 1/2" 2pc esc RA Model F1, Chr | TRIM | 1.07 | WIP | J6
NWGF2W | 1/2" 2pc esc RA Model F2 (HSW), Wht | TRIM | 1.07 | WIP | J6
NWIKPC | XL Satin Esc | TRIM | 0 | WIP | J6
NWNFP1006WH | OOPS Plate, Rec. CVR Plate, Wht | TRIM | 2.255 | WIP | N/A
NWSE30P00020 | Chrome Concealed Expansion Ring | TRIM | 3.06 | WIP | N/A
NWVSE10000040 | 1/2 White Expansion Ring | TRIM | 6.12 | WIP | N/A